## Project
| Field (* required) | * | Value | Unit | Comment
Project notes - header
Brief Project Description
Classification
| Market Segment | *
Division
Region
Bid Type
Project Information
| Project size | *
| Building Sq Ft |  |  | SF
Facility Type
Construction Type
# of Floors
Floor to Floor Height
Contract
Client
Contact
Delivery Method
Contract Type
Bond Req'd
Payment Terms - Net
RFQ Reference Data
Construction Schedule
Start Date
Finish Date
Days Per Week
Hours Per Day
Months
Weeks
Days
Project Team
Estimator
Estimator-HVAC
Estimator-Plumbing
System
| Project name | *
| Quote ID Number | *
Address line
Baseline
| Project location | *
| Proposal Due Date | *

## Item
RowLevel | System | Takeoff Task | Group by Grand total | Cost Code 1 (Labor) | Cost Code 2 (Material) | Cost Code 3 (Review) | Description | Quantity |  | Material | Hours
0 | POWER ¦ | POWER: PROCESS POWER/CONNECTIONS ¦ | GT ¦ Grand total | 30 ¦ Electrical Equipment | 310 ¦ Distribution Equipment | 140 ¦ Panels / Load Centers | Breaker - 250V Bolt-On Standard 10k AIC | 2 | EA | 64.34 | 1.066
0 | POWER ¦ | POWER: PROCESS POWER/CONNECTIONS ¦ | GT ¦ Grand total | 10 ¦ Roughing-In | 110 ¦ Conduits / Fittings / Boxes | 240 ¦ Pull /Junction Boxes | Junction Box Continuous Hinged Cover w/ Data Pocket NEMA 12 - Painted Steel | 4 | EA | 2060 | 8.316
0 | POWER ¦ | POWER: PROCESS POWER/CONNECTIONS ¦ | GT ¦ Grand total | 10 ¦ Roughing-In | 110 ¦ Conduits / Fittings / Boxes | 260 ¦ Branch Conduit | Conduit - RMC Galvanized 10' Lengths | 200 | LF | 634.7 | 18.45
0 | POWER ¦ | POWER: PROCESS POWER/CONNECTIONS ¦ | GT ¦ Grand total | 10 ¦ Roughing-In | 110 ¦ Conduits / Fittings / Boxes | 260 ¦ Branch Conduit | Conduit - RMC Stainless Steel 316 10' Lengths | 111.62 | LF | 1129.59 | 13.065
0 | POWER ¦ | POWER: PROCESS POWER/CONNECTIONS ¦ | GT ¦ Grand total | 10 ¦ Roughing-In | 110 ¦ Conduits / Fittings / Boxes | 270 ¦ Branch Conduit Fittings | Connector - RMC Threaded Hub Galvanized | 2 | EA | 13.28 | 1.435
0 | POWER ¦ | POWER: PROCESS POWER/CONNECTIONS ¦ | GT ¦ Grand total | 10 ¦ Roughing-In | 110 ¦ Conduits / Fittings / Boxes | 270 ¦ Branch Conduit Fittings | Connector - RMC Threaded Hub Stainless Steel 316 | 3 | EA | 120 | 0.698
0 | POWER ¦ | POWER: PROCESS POWER/CONNECTIONS ¦ | GT ¦ Grand total | 10 ¦ Roughing-In | 110 ¦ Conduits / Fittings / Boxes | 270 ¦ Branch Conduit Fittings | LB Conduit Body - RMC Galvanized w/ Cover & Gasket (Up to 2") | 6 | EA | 162.72 | 5.844
0 | POWER ¦ | POWER: PROCESS POWER/CONNECTIONS ¦ | GT ¦ Grand total | 10 ¦ Roughing-In | 110 ¦ Conduits / Fittings / Boxes | 270 ¦ Branch Conduit Fittings | LB Conduit Body - RMC Stainless Steel 316 w/ Cover & Gasket (Up to 4") | 4 | EA | 384 | 3.921
0 | POWER ¦ | POWER: PROCESS POWER/CONNECTIONS ¦ | GT ¦ Grand total | 10 ¦ Roughing-In | 110 ¦ Conduits / Fittings / Boxes | 270 ¦ Branch Conduit Fittings | Reducer Bushing Male to Female - Stainless Steel 316 | 8 | EA | 231.6 | 1.197
0 | POWER ¦ | POWER: PROCESS POWER/CONNECTIONS ¦ | GT ¦ Grand total | 10 ¦ Roughing-In | 110 ¦ Conduits / Fittings / Boxes | 270 ¦ Branch Conduit Fittings | Sealing Fitting w/ Drain Female - Aluminum | 2 | EA | 177.48 | 1.845
0 | POWER ¦ | POWER: PROCESS POWER/CONNECTIONS ¦ | GT ¦ Grand total | 10 ¦ Roughing-In | 110 ¦ Conduits / Fittings / Boxes | 270 ¦ Branch Conduit Fittings | Union (Erickson) Coupling - RMC Galvanized | 1.116 | EA | 16.13 | 1.214
0 | POWER ¦ | POWER: PROCESS POWER/CONNECTIONS ¦ | GT ¦ Grand total | 10 ¦ Roughing-In | 110 ¦ Conduits / Fittings / Boxes | 270 ¦ Branch Conduit Fittings | Measure Cut & Thread Labor - RMC Galvanized | 7 | EA |  | 2.175
0 | POWER ¦ | POWER: PROCESS POWER/CONNECTIONS ¦ | GT ¦ Grand total | 10 ¦ Roughing-In | 110 ¦ Conduits / Fittings / Boxes | 270 ¦ Branch Conduit Fittings | Field Cut Knockout Labor | 5 | EA
0 | POWER ¦ | POWER: PROCESS POWER/CONNECTIONS ¦ | GT ¦ Grand total | 10 ¦ Roughing-In | 110 ¦ Conduits / Fittings / Boxes | 270 ¦ Branch Conduit Fittings | 1/2" Drain Type 4X Not Group A | 4 | EA | 326.12 | 2.184
0 | POWER ¦ | POWER: PROCESS POWER/CONNECTIONS ¦ | GT ¦ Grand total | 10 ¦ Roughing-In | 110 ¦ Conduits / Fittings / Boxes | 280 ¦ Feeder Conduit | Conduit - LFMC Aluminum Gray | 30 | LF | 265.81 | 4.725
0 | POWER ¦ | POWER: PROCESS POWER/CONNECTIONS ¦ | GT ¦ Grand total | 10 ¦ Roughing-In | 110 ¦ Conduits / Fittings / Boxes | 280 ¦ Feeder Conduit | Conduit - RMC Galvanized 10' Lengths | 500 | LF | 3961.75 | 63
0 | POWER ¦ | POWER: PROCESS POWER/CONNECTIONS ¦ | GT ¦ Grand total | 10 ¦ Roughing-In | 110 ¦ Conduits / Fittings / Boxes | 280 ¦ Feeder Conduit | Conduit - RMC Stainless Steel 316 10' Lengths | 410 | LF | 8610 | 64.575
0 | POWER ¦ | POWER: PROCESS POWER/CONNECTIONS ¦ | GT ¦ Grand total | 10 ¦ Roughing-In | 110 ¦ Conduits / Fittings / Boxes | 280 ¦ Feeder Conduit | Nipple - RMC Galvanized | 4 | LF | 87.32 | 3.15
0 | POWER ¦ | POWER: PROCESS POWER/CONNECTIONS ¦ | GT ¦ Grand total | 10 ¦ Roughing-In | 110 ¦ Conduits / Fittings / Boxes | 290 ¦ Feeder Conduit Fittings | Connector - Liquidtight BULLET | 12 | EA | 311.41 | 5.67
0 | POWER ¦ | POWER: PROCESS POWER/CONNECTIONS ¦ | GT ¦ Grand total | 10 ¦ Roughing-In | 110 ¦ Conduits / Fittings / Boxes | 290 ¦ Feeder Conduit Fittings | Connector - RMC Threaded Hub Galvanized | 8 | EA | 81.69 | 8.568
0 | POWER ¦ | POWER: PROCESS POWER/CONNECTIONS ¦ | GT ¦ Grand total | 10 ¦ Roughing-In | 110 ¦ Conduits / Fittings / Boxes | 290 ¦ Feeder Conduit Fittings | Connector - RMC Threaded Hub Stainless Steel 316 | 8 | EA | 472 | 2.52
0 | POWER ¦ | POWER: PROCESS POWER/CONNECTIONS ¦ | GT ¦ Grand total | 10 ¦ Roughing-In | 110 ¦ Conduits / Fittings / Boxes | 290 ¦ Feeder Conduit Fittings | Insulating Bushing - EMT | 4 | EA | 3.98 | 0.246
0 | POWER ¦ | POWER: PROCESS POWER/CONNECTIONS ¦ | GT ¦ Grand total | 10 ¦ Roughing-In | 110 ¦ Conduits / Fittings / Boxes | 290 ¦ Feeder Conduit Fittings | Coupling - RMC Galvanized | 12 | EA | 64.85
0 | POWER ¦ | POWER: PROCESS POWER/CONNECTIONS ¦ | GT ¦ Grand total | 10 ¦ Roughing-In | 110 ¦ Conduits / Fittings / Boxes | 290 ¦ Feeder Conduit Fittings | Coupling - RMC Stainless Steel 316 | 18 | EA | 896.76
0 | POWER ¦ | POWER: PROCESS POWER/CONNECTIONS ¦ | GT ¦ Grand total | 10 ¦ Roughing-In | 110 ¦ Conduits / Fittings / Boxes | 290 ¦ Feeder Conduit Fittings | LB Conduit Body - RMC Galvanized (Up to 4") | 4 | EA | 75.68 | 6.3
0 | POWER ¦ | POWER: PROCESS POWER/CONNECTIONS ¦ | GT ¦ Grand total | 10 ¦ Roughing-In | 110 ¦ Conduits / Fittings / Boxes | 290 ¦ Feeder Conduit Fittings | LB Conduit Body - RMC Stainless Steel 316 w/ Cover & Gasket (Up to 4") | 6 | EA | 1128 | 12.288
0 | POWER ¦ | POWER: PROCESS POWER/CONNECTIONS ¦ | GT ¦ Grand total | 10 ¦ Roughing-In | 110 ¦ Conduits / Fittings / Boxes | 290 ¦ Feeder Conduit Fittings | T Conduit Body - RMC Stainless Steel 316 w/ Cover & Gasket | 8 | EA | 1656 | 22.048
0 | POWER ¦ | POWER: PROCESS POWER/CONNECTIONS ¦ | GT ¦ Grand total | 10 ¦ Roughing-In | 110 ¦ Conduits / Fittings / Boxes | 290 ¦ Feeder Conduit Fittings | Conduit Body Cover - Malleable | 4 | EA | 31.76
0 | POWER ¦ | POWER: PROCESS POWER/CONNECTIONS ¦ | GT ¦ Grand total | 10 ¦ Roughing-In | 110 ¦ Conduits / Fittings / Boxes | 290 ¦ Feeder Conduit Fittings | Conduit Body Gasket - Malleable or Aluminum Neoprene | 4 | EA | 12.8
0 | POWER ¦ | POWER: PROCESS POWER/CONNECTIONS ¦ | GT ¦ Grand total | 10 ¦ Roughing-In | 110 ¦ Conduits / Fittings / Boxes | 290 ¦ Feeder Conduit Fittings | Elbow 90 Degree - RMC Galvanized | 12 | EA | 211.24 | 11.34
0 | POWER ¦ | POWER: PROCESS POWER/CONNECTIONS ¦ | GT ¦ Grand total | 10 ¦ Roughing-In | 110 ¦ Conduits / Fittings / Boxes | 290 ¦ Feeder Conduit Fittings | Elbow 90 Degree - RMC Stainless Steel 316 | 18 | EA | 1027.26 | 21.357
0 | POWER ¦ | POWER: PROCESS POWER/CONNECTIONS ¦ | GT ¦ Grand total | 10 ¦ Roughing-In | 110 ¦ Conduits / Fittings / Boxes | 290 ¦ Feeder Conduit Fittings | Reducer Bushing Male to Female - Stainless Steel 316 | 8 | EA | 343.36 | 1.436
0 | POWER ¦ | POWER: PROCESS POWER/CONNECTIONS ¦ | GT ¦ Grand total | 10 ¦ Roughing-In | 110 ¦ Conduits / Fittings / Boxes | 290 ¦ Feeder Conduit Fittings | Sealing Fitting w/ Drain Female to Male - Aluminum | 4 | EA | 434.52 | 5.04
0 | POWER ¦ | POWER: PROCESS POWER/CONNECTIONS ¦ | GT ¦ Grand total | 10 ¦ Roughing-In | 110 ¦ Conduits / Fittings / Boxes | 290 ¦ Feeder Conduit Fittings | Field Cut Knockout Labor | 16 | EA
0 | POWER ¦ | POWER: PROCESS POWER/CONNECTIONS ¦ | GT ¦ Grand total | 10 ¦ Roughing-In | 110 ¦ Conduits / Fittings / Boxes | 300 ¦ Conduit Straps | Conduit Riser Clamp - Zinc Plated | 4 | EA | 85.56 | 1.89
0 | POWER ¦ | POWER: PROCESS POWER/CONNECTIONS ¦ | GT ¦ Grand total | 10 ¦ Roughing-In | 110 ¦ Conduits / Fittings / Boxes | 300 ¦ Conduit Straps | Conduit Clamp w/ Bolt | 28 | EA | 21.93 | 5.605
0 | POWER ¦ | POWER: PROCESS POWER/CONNECTIONS ¦ | GT ¦ Grand total | 10 ¦ Roughing-In | 110 ¦ Conduits / Fittings / Boxes | 300 ¦ Conduit Straps | Conduit Clamp w/ Bolt | 63 | EA | 74.92 | 14.209
0 | POWER ¦ | POWER: PROCESS POWER/CONNECTIONS ¦ | GT ¦ Grand total | 10 ¦ Roughing-In | 110 ¦ Conduits / Fittings / Boxes | 300 ¦ Conduit Straps | Right Angle Beam Clamp w/ U-Bolt - Stainless Steel | 14 | EA | 150.22 | 6.525
0 | POWER ¦ | POWER: PROCESS POWER/CONNECTIONS ¦ | GT ¦ Grand total | 10 ¦ Roughing-In | 110 ¦ Conduits / Fittings / Boxes | 300 ¦ Conduit Straps | Right Angle Beam Clamp w/ U-Bolt - Stainless Steel | 52 | EA | 758.68 | 28.665
0 | POWER ¦ | POWER: PROCESS POWER/CONNECTIONS ¦ | GT ¦ Grand total | 10 ¦ Roughing-In | 110 ¦ Conduits / Fittings / Boxes | 300 ¦ Conduit Straps | On Concrete Profile - Concrete Screw | 28 | EA
0 | POWER ¦ | POWER: PROCESS POWER/CONNECTIONS ¦ | GT ¦ Grand total | 10 ¦ Roughing-In | 110 ¦ Conduits / Fittings / Boxes | 300 ¦ Conduit Straps | T-Rod from Steel Profile - 1/4" Beam Clamp | 63 | EA
0 | POWER ¦ | POWER: PROCESS POWER/CONNECTIONS ¦ | GT ¦ Grand total | 10 ¦ Roughing-In | 050 ¦ Hardware | 310 ¦ Hardware/Anchors | Trapeze Channel | 24 | EA | 1881.84 | 24
0 | POWER ¦ | POWER: PROCESS POWER/CONNECTIONS ¦ | GT ¦ Grand total | 10 ¦ Roughing-In | 050 ¦ Hardware | 310 ¦ Hardware/Anchors | FAB-LOK RIVET 300 Stainless Series .25 to .5 Range | 48 | EA | 360.96 | 13.608
0 | POWER ¦ | POWER: PROCESS POWER/CONNECTIONS ¦ | GT ¦ Grand total | 10 ¦ Roughing-In | 050 ¦ Hardware | 310 ¦ Hardware/Anchors | Stainless Wall Spacer | 48 | EA | 291.84 | 4.8
0 | POWER ¦ | POWER: PROCESS POWER/CONNECTIONS ¦ | GT ¦ Grand total | 00 ¦ Common Tasks | 050 ¦ Hardware | 310 ¦ Hardware/Anchors | Beam Clamp - Malleable w/ Threaded Hole Bottom & Back | 16 | EA | 38.72 | 10.08
0 | POWER ¦ | POWER: PROCESS POWER/CONNECTIONS ¦ | GT ¦ Grand total | 00 ¦ Common Tasks | 050 ¦ Hardware | 310 ¦ Hardware/Anchors | 1-5/8" W Channel w/ Slotted Holes - Steel Pre-Galvanized 12 Gauge 10' Lengths | 16 | EA | 54.15 | 3.024
0 | POWER ¦ | POWER: PROCESS POWER/CONNECTIONS ¦ | GT ¦ Grand total | 00 ¦ Common Tasks | 050 ¦ Hardware | 310 ¦ Hardware/Anchors | Hex Head Nut - Plated Steel | 126 | EA | 4.46
0 | POWER ¦ | POWER: PROCESS POWER/CONNECTIONS ¦ | GT ¦ Grand total | 00 ¦ Common Tasks | 050 ¦ Hardware | 310 ¦ Hardware/Anchors | Hex Head Nut - Plated Steel | 32 | EA | 1.96
0 | POWER ¦ | POWER: PROCESS POWER/CONNECTIONS ¦ | GT ¦ Grand total | 00 ¦ Common Tasks | 050 ¦ Hardware | 310 ¦ Hardware/Anchors | Concrete Screw Hex Head - Plated Steel Blue | 28 | EA | 3.91
0 | POWER ¦ | POWER: PROCESS POWER/CONNECTIONS ¦ | GT ¦ Grand total | 00 ¦ Common Tasks | 050 ¦ Hardware | 310 ¦ Hardware/Anchors | Flange Clip Hammer-On w/ Threaded Rod Hanger | 63 | EA | 124.83 | 9.923
0 | POWER ¦ | POWER: PROCESS POWER/CONNECTIONS ¦ | GT ¦ Grand total | 00 ¦ Common Tasks | 050 ¦ Hardware | 310 ¦ Hardware/Anchors | Threaded Rod - Plated Steel 10' Lengths | 189 | EA | 303.87 | 18.9
0 | POWER ¦ | POWER: PROCESS POWER/CONNECTIONS ¦ | GT ¦ Grand total | 00 ¦ Common Tasks | 050 ¦ Hardware | 310 ¦ Hardware/Anchors | Threaded Rod - Plated Steel 10' Lengths | 48 | EA | 112.57 | 4.8
0 | POWER ¦ | POWER: PROCESS POWER/CONNECTIONS ¦ | GT ¦ Grand total | 00 ¦ Common Tasks | 050 ¦ Hardware | 310 ¦ Hardware/Anchors | Flat Washer - Plated Steel | 32 | EA | 2.52
0 | POWER ¦ | POWER: PROCESS POWER/CONNECTIONS ¦ | GT ¦ Grand total | 00 ¦ Common Tasks | 050 ¦ Hardware | 310 ¦ Hardware/Anchors | Lock Washer - Plated Steel | 32 | EA | 1.41
0 | POWER ¦ | POWER: PROCESS POWER/CONNECTIONS ¦ | GT ¦ Grand total | 10 ¦ Roughing-In | 110 ¦ Conduits / Fittings / Boxes | 320 ¦ Conduit Seal/Flash | Sealing Compound Labor | 2 | EA |  | 0.677
0 | POWER ¦ | POWER: PROCESS POWER/CONNECTIONS ¦ | GT ¦ Grand total | 10 ¦ Roughing-In | 110 ¦ Conduits / Fittings / Boxes | 320 ¦ Conduit Seal/Flash | Sealing Compound Labor | 4 | EA |  | 2.016
0 | POWER ¦ | POWER: PROCESS POWER/CONNECTIONS ¦ | GT ¦ Grand total | 10 ¦ Roughing-In | 110 ¦ Conduits / Fittings / Boxes | 320 ¦ Conduit Seal/Flash | Mineral Wool Sealing Fiber - 2-Oz Pkg | 0.112 | EA | 1.5
0 | POWER ¦ | POWER: PROCESS POWER/CONNECTIONS ¦ | GT ¦ Grand total | 10 ¦ Roughing-In | 110 ¦ Conduits / Fittings / Boxes | 320 ¦ Conduit Seal/Flash | SpeedSeal - 2 - Oz Pkg | 2 | EA | 124.78
0 | POWER ¦ | POWER: PROCESS POWER/CONNECTIONS ¦ | GT ¦ Grand total | 10 ¦ Roughing-In | 110 ¦ Conduits / Fittings / Boxes | 320 ¦ Conduit Seal/Flash | SpeedSeal - 6 - Oz Pkg | 4 | EA | 510.64
0 | POWER ¦ | POWER: PROCESS POWER/CONNECTIONS ¦ | GT ¦ Grand total | 00 ¦ Common Tasks | 910 ¦ Firestopping | 320 ¦ Conduit Seal/Flash | Firerate Only | 6 | EA | 4.5 | 6.918
0 | POWER ¦ | POWER: PROCESS POWER/CONNECTIONS ¦ | GT ¦ Grand total | 10 ¦ Roughing-In | 910 ¦ Firestopping | 320 ¦ Conduit Seal/Flash | Intumescent Firestop Putty 36 Cu. In. Tube | 0.4 | EA | 14.7 | 0.63
0 | POWER ¦ | POWER: PROCESS POWER/CONNECTIONS ¦ | GT ¦ Grand total | 10 ¦ Roughing-In | 910 ¦ Firestopping | 320 ¦ Conduit Seal/Flash | Firestop Sleeve (New Work) | 8 | EA | 398.32 | 7.56
0 | POWER ¦ | POWER: PROCESS POWER/CONNECTIONS ¦ | GT ¦ Grand total | 10 ¦ Roughing-In | 910 ¦ Firestopping | 320 ¦ Conduit Seal/Flash | Intumescent Firestop Sealant Premium 10.1 oz Tube | 0.9 | EA | 13.55 | 2.811
0 | POWER ¦ | POWER: PROCESS POWER/CONNECTIONS ¦ | GT ¦ Grand total | 20 ¦ Wire & Cable Pulling | 160 ¦ Specialty Wire & Cable Systems | 330 ¦ Cables/Cords | BELDEN 29512 | 1030 | LF | 10341.2 | 34.392
0 | POWER ¦ | POWER: PROCESS POWER/CONNECTIONS ¦ | GT ¦ Grand total | 20 ¦ Wire & Cable Pulling | 210 ¦ Building Wire | 350 ¦ Feeder Wire #8 & Larger | Wire THHN / T90 - Copper | 685.564 | LF | 338.06 | 8.464
0 | POWER ¦ | POWER: PROCESS POWER/CONNECTIONS ¦ | GT ¦ Grand total | 20 ¦ Wire & Cable Pulling | 210 ¦ Building Wire | 350 ¦ Feeder Wire #8 & Larger | Wire THHN / T90 - Copper | 342.782 | LF | 169.03 | 4.232
0 | POWER ¦ | POWER: PROCESS POWER/CONNECTIONS ¦ | GT ¦ Grand total | 30 ¦ Electrical Equipment | 390 ¦ Terminations | 370 ¦ Lugs/Terminations | Switchboard Termination on Circuit Breaker or Switch 3 Pole + Neutral - Copper | 18 | EA | 90 | 19.854
0 | POWER ¦ | POWER: PROCESS POWER/CONNECTIONS ¦ | GT ¦ Grand total | 30 ¦ Electrical Equipment | 390 ¦ Terminations | 370 ¦ Lugs/Terminations | Motor Termination 3-Conductor to 600V w/ Ground | 6 | EA | 210 | 5.484
0 | POWER ¦ | POWER: PROCESS POWER/CONNECTIONS ¦ | GT ¦ Grand total | 30 ¦ Electrical Equipment | 390 ¦ Terminations | 370 ¦ Lugs/Terminations | Wire Connector Performance Plus (Connector/skirt) | 6 | EA | 2.48 | 0.923
0 | POWER ¦ | POWER: PROCESS POWER/CONNECTIONS ¦ | GT ¦ Grand total | 00 ¦ Common Tasks | 040 ¦ Cutting / Coring | 540 ¦ Drill/Cut/Core | Core Drill (Floor) | 2 | EA | 64 | 2.009
0 | POWER ¦ | POWER: PROCESS POWER/CONNECTIONS ¦ | GT ¦ Grand total | 00 ¦ Common Tasks | 040 ¦ Cutting / Coring | 540 ¦ Drill/Cut/Core | Core Drill (Floor) | 4 | EA | 144 | 4.748
0 | POWER ¦ | POWER: PROCESS POWER/CONNECTIONS ¦ | GT ¦ Grand total | 00 ¦ Common Tasks | 040 ¦ Cutting / Coring | 540 ¦ Drill/Cut/Core | Core Drill (Wall) | 4 | EA | 126 | 4.018
0 | POWER ¦ | POWER: PROCESS POWER/CONNECTIONS ¦ | GT ¦ Grand total | 00 ¦ Common Tasks | 040 ¦ Cutting / Coring | 540 ¦ Drill/Cut/Core | Core Drill (Wall) | 4 | EA | 144 | 4.748
0 | POWER DIST ¦ | POWER DIST: 600V GEAR ¦ | GT ¦ Grand total |  |  | 120 ¦ MCC | REMOVE / REPLACE VFD - MCC-CC | 1 | EA | 100 | 16.8
0 | POWER DIST ¦ | POWER DIST: 600V GEAR ¦ | GT ¦ Grand total | 30 ¦ Electrical Equipment | 310 ¦ Distribution Equipment | 160 ¦ Disconnects | Safety Switch Heavy Duty Fusible 600V 3 Pole - NEMA 4X Stainless Steel | 6 | EA | 9000 | 24.57
0 | POWER DIST ¦ | POWER DIST: 600V GEAR ¦ | GT ¦ Grand total | 30 ¦ Electrical Equipment | 310 ¦ Distribution Equipment | 170 ¦ Fuses | Fuse 600V Fast Acting - Class RK1 | 18 | EA | 1193.76 | 1.134
0 | POWER DIST ¦ | POWER DIST: 600V GEAR ¦ | GT ¦ Grand total | 90 ¦ Miscellaneous | 930 ¦ Testing & Documentation | 250 ¦ Mounts/Handling/Labels | Lamacoid Plate | 6 | EA | 36 | 1.416
0 | POWER DIST ¦ | POWER DIST: 600V GEAR ¦ | GT ¦ Grand total | 10 ¦ Roughing-In | 050 ¦ Hardware | 310 ¦ Hardware/Anchors | Stainless Wall Spacer | 24 | EA | 145.92 | 2.4
0 | POWER DIST ¦ | POWER DIST: 600V GEAR ¦ | GT ¦ Grand total | 00 ¦ Common Tasks | 050 ¦ Hardware | 310 ¦ Hardware/Anchors | Anchor - Plastic | 24 | EA | 1.67 | 5.67
0 | POWER DIST ¦ | POWER DIST: 600V GEAR ¦ | GT ¦ Grand total | 00 ¦ Common Tasks | 050 ¦ Hardware | 310 ¦ Hardware/Anchors | Machine Screw Pan Head Slotted - Stainless Steel | 24 | EA | 11.1
0 | GROUNDING ¦ | GROUNDING: EQUIPMENT ¦ | GT ¦ Grand total | 10 ¦ Roughing-In | 110 ¦ Conduits / Fittings / Boxes | 260 ¦ Branch Conduit | Conduit - PVC 40 10' Lengths | 390 | LF | 299.6 | 32.351
0 | GROUNDING ¦ | GROUNDING: EQUIPMENT ¦ | GT ¦ Grand total | 10 ¦ Roughing-In | 110 ¦ Conduits / Fittings / Boxes | 260 ¦ Branch Conduit | Conduit - RMC Stainless Steel 316 10' Lengths | 10 | LF | 101.2 | 1.187
0 | GROUNDING ¦ | GROUNDING: EQUIPMENT ¦ | GT ¦ Grand total | 10 ¦ Roughing-In | 110 ¦ Conduits / Fittings / Boxes | 260 ¦ Branch Conduit | Conduit - RMC Stainless Steel 316 10' Lengths | 100 | LF | 1439 | 13.86
0 | GROUNDING ¦ | GROUNDING: EQUIPMENT ¦ | GT ¦ Grand total | 10 ¦ Roughing-In | 110 ¦ Conduits / Fittings / Boxes | 270 ¦ Branch Conduit Fittings | Connector - RMC Threaded Hub Stainless Steel 316 | 2 | EA | 80 | 0.473
0 | GROUNDING ¦ | GROUNDING: EQUIPMENT ¦ | GT ¦ Grand total | 10 ¦ Roughing-In | 110 ¦ Conduits / Fittings / Boxes | 270 ¦ Branch Conduit Fittings | Connector - RMC Threaded Hub Stainless Steel 316 | 2 | EA | 94 | 0.551
0 | GROUNDING ¦ | GROUNDING: EQUIPMENT ¦ | GT ¦ Grand total | 10 ¦ Roughing-In | 110 ¦ Conduits / Fittings / Boxes | 270 ¦ Branch Conduit Fittings | LB Conduit Body - RMC Stainless Steel 316 w/ Cover & Gasket (Up to 4") | 2 | EA | 212 | 2.678
0 | GROUNDING ¦ | GROUNDING: EQUIPMENT ¦ | GT ¦ Grand total | 10 ¦ Roughing-In | 110 ¦ Conduits / Fittings / Boxes | 270 ¦ Branch Conduit Fittings | T Conduit Body - RMC Stainless Steel 316 w/ Cover & Gasket | 2 | EA | 246 | 3.402
0 | GROUNDING ¦ | GROUNDING: EQUIPMENT ¦ | GT ¦ Grand total | 10 ¦ Roughing-In | 110 ¦ Conduits / Fittings / Boxes | 270 ¦ Branch Conduit Fittings | Reducer Bushing Male to Female - Stainless Steel 316 | 2 | EA | 57.9 | 0.299
0 | GROUNDING ¦ | GROUNDING: EQUIPMENT ¦ | GT ¦ Grand total | 10 ¦ Roughing-In | 110 ¦ Conduits / Fittings / Boxes | 270 ¦ Branch Conduit Fittings | 1/2" Drain Type 4X Not Group A | 2 | EA | 163.06 | 1.092
0 | GROUNDING ¦ | GROUNDING: EQUIPMENT ¦ | GT ¦ Grand total | 10 ¦ Roughing-In | 110 ¦ Conduits / Fittings / Boxes | 300 ¦ Conduit Straps | Conduit Clamp w/ Bolt | 52 | EA | 53.36 | 10.664
0 | GROUNDING ¦ | GROUNDING: EQUIPMENT ¦ | GT ¦ Grand total | 10 ¦ Roughing-In | 110 ¦ Conduits / Fittings / Boxes | 300 ¦ Conduit Straps | Right Angle Beam Clamp w/ U-Bolt - Stainless Steel | 2 | EA | 21.46 | 0.945
0 | GROUNDING ¦ | GROUNDING: EQUIPMENT ¦ | GT ¦ Grand total | 10 ¦ Roughing-In | 110 ¦ Conduits / Fittings / Boxes | 300 ¦ Conduit Straps | Right Angle Beam Clamp w/ U-Bolt - Stainless Steel | 13 | EA | 157.82 | 6.143
0 | GROUNDING ¦ | GROUNDING: EQUIPMENT ¦ | GT ¦ Grand total | 10 ¦ Roughing-In | 110 ¦ Conduits / Fittings / Boxes | 300 ¦ Conduit Straps | On Steel Profile - Beam Clamp & 1/4" Bolt | 52 | EA
0 | GROUNDING ¦ | GROUNDING: EQUIPMENT ¦ | GT ¦ Grand total | 00 ¦ Common Tasks | 050 ¦ Hardware | 310 ¦ Hardware/Anchors | Beam Clamp - Malleable w/ Threaded Hole Bottom & Back | 52 | EA | 33.9 | 32.76
0 | GROUNDING ¦ | GROUNDING: EQUIPMENT ¦ | GT ¦ Grand total | 00 ¦ Common Tasks | 050 ¦ Hardware | 310 ¦ Hardware/Anchors | Hex Head Bolt - Plated Steel Grade 5 | 26 | EA | 5.79
0 | GROUNDING ¦ | GROUNDING: EQUIPMENT ¦ | GT ¦ Grand total | 00 ¦ Common Tasks | 050 ¦ Hardware | 310 ¦ Hardware/Anchors | Hex Head Nut - Plated Steel | 26 | EA | 0.92
0 | GROUNDING ¦ | GROUNDING: EQUIPMENT ¦ | GT ¦ Grand total | 00 ¦ Common Tasks | 050 ¦ Hardware | 310 ¦ Hardware/Anchors | Machine Screw Pan Head Slotted - Stainless Steel | 52 | EA | 11.68
0 | GROUNDING ¦ | GROUNDING: EQUIPMENT ¦ | GT ¦ Grand total | 00 ¦ Common Tasks | 050 ¦ Hardware | 310 ¦ Hardware/Anchors | Fender Washer - Plated Steel | 26 | EA | 2.08
0 | GROUNDING ¦ | GROUNDING: EQUIPMENT ¦ | GT ¦ Grand total | 00 ¦ Common Tasks | 050 ¦ Hardware | 310 ¦ Hardware/Anchors | Lock Washer - Plated Steel | 26 | EA | 0.76
0 | GROUNDING ¦ | GROUNDING: EQUIPMENT ¦ | GT ¦ Grand total | 20 ¦ Wire & Cable Pulling | 210 ¦ Building Wire | 340 ¦ Branch Wire #14 #12 #10 | Wire THHN / T90 - Copper | 110 | LF | 30.23 | 1.097
0 | GROUNDING ¦ | GROUNDING: EQUIPMENT ¦ | GT ¦ Grand total | 20 ¦ Wire & Cable Pulling | 210 ¦ Building Wire | 340 ¦ Branch Wire #14 #12 #10 | Wire THHN / T90 - Copper Solid | 22 | LF | 2.78 | 0.157
0 | GROUNDING ¦ | GROUNDING: EQUIPMENT ¦ | GT ¦ Grand total | 20 ¦ Wire & Cable Pulling | 210 ¦ Building Wire | 340 ¦ Branch Wire #14 #12 #10 | Wire THHN / T90 - Copper Solid | 11 | LF | 1.39 | 0.079
0 | GROUNDING ¦ | GROUNDING: EQUIPMENT ¦ | GT ¦ Grand total | 20 ¦ Wire & Cable Pulling | 210 ¦ Building Wire | 350 ¦ Feeder Wire #8 & Larger | Wire THHN / T90 - Copper | 330 | LF | 162.73 | 4.158
0 | GROUNDING ¦ | GROUNDING: EQUIPMENT ¦ | GT ¦ Grand total | 20 ¦ Wire & Cable Pulling | 210 ¦ Building Wire | 350 ¦ Feeder Wire #8 & Larger | Wire THHN / T90 - Copper | 520 | LF | 1343.98 | 16.38
0 | GROUNDING ¦ | GROUNDING: EQUIPMENT ¦ | GT ¦ Grand total | 30 ¦ Electrical Equipment | 390 ¦ Terminations | 370 ¦ Lugs/Terminations | Switchboard Termination on Circuit Breaker or Switch 3 Pole + Neutral - Copper | 2 | EA | 10 | 2.836
0 | GROUNDING ¦ | GROUNDING: EQUIPMENT ¦ | GT ¦ Grand total | 30 ¦ Electrical Equipment | 390 ¦ Terminations | 370 ¦ Lugs/Terminations | Wire Lug Compression for Aluminum or Copper w/ 2-Holes - Aluminum | 13 | EA | 96.33 | 14.333
0 | GROUNDING ¦ | GROUNDING: EQUIPMENT ¦ | GT ¦ Grand total | 30 ¦ Electrical Equipment | 390 ¦ Terminations | 370 ¦ Lugs/Terminations | Wire Connector Performance Plus (Connector/skirt) | 2 | EA | 0.18 | 0.221
0 | GROUNDING ¦ | GROUNDING: EQUIPMENT ¦ | GT ¦ Grand total | 30 ¦ Electrical Equipment | 390 ¦ Terminations | 370 ¦ Lugs/Terminations | Wire Connector Performance Plus (Connector/skirt) | 3 | EA | 0.35 | 0.331
0 | GROUNDING ¦ | GROUNDING: EQUIPMENT ¦ | GT ¦ Grand total | 20 ¦ Wire & Cable Pulling | 250 ¦ Grounding & Bonding | 560 ¦ Grounding | Weld Metal Standard | 13 | EA | 205.92
0 | GROUNDING ¦ | GROUNDING: EQUIPMENT ¦ | GT ¦ Grand total | 20 ¦ Wire & Cable Pulling | 250 ¦ Grounding & Bonding | 560 ¦ Grounding | Wire to Flat Steel Horizontal Termination Connection (Labor) | 13 | EA |  | 25.935
0 | GROUNDING ¦ | GROUNDING: EQUIPMENT ¦ | GT ¦ Grand total | 20 ¦ Wire & Cable Pulling | 250 ¦ Grounding & Bonding | 560 ¦ Grounding | Weld Mold Wear Allowance | 0.26 | EA | 32.5
0 | I&C ¦ | I&C: PROCESS ¦ | GT ¦ Grand total | 10 ¦ Roughing-In | 110 ¦ Conduits / Fittings / Boxes | 240 ¦ Pull /Junction Boxes | Junction Box Continuous Hinged Cover NEMA 4X - Stainless Steel 316 | 2 | EA | 836 | 2.268
0 | I&C ¦ | I&C: PROCESS ¦ | GT ¦ Grand total | 10 ¦ Roughing-In | 110 ¦ Conduits / Fittings / Boxes | 240 ¦ Pull /Junction Boxes | Junction Box Continuous Hinged Cover NEMA 4X - Stainless Steel 316 | 6 | EA | 3540 | 7.938
0 | I&C ¦ | I&C: PROCESS ¦ | GT ¦ Grand total | 10 ¦ Roughing-In | 110 ¦ Conduits / Fittings / Boxes | 240 ¦ Pull /Junction Boxes | Junction Box Continuous Hinged Cover NEMA 12 - Painted Steel | 12 | EA | 2196 | 28.356
0 | I&C ¦ | I&C: PROCESS ¦ | GT ¦ Grand total | 10 ¦ Roughing-In | 110 ¦ Conduits / Fittings / Boxes | 240 ¦ Pull /Junction Boxes | Junction Box Continuous Hinged Cover w/ Data Pocket NEMA 4X - Stainless Steel 316 | 13 | EA | 21021 | 29.484
0 | I&C ¦ | I&C: PROCESS ¦ | GT ¦ Grand total | 10 ¦ Roughing-In | 110 ¦ Conduits / Fittings / Boxes | 240 ¦ Pull /Junction Boxes | Junction Box Continuous Hinged Cover w/ Data Pocket NEMA 4X - Stainless Steel 316 | 7 | EA | 15211 | 21.168
0 | I&C ¦ | I&C: PROCESS ¦ | GT ¦ Grand total | 10 ¦ Roughing-In | 110 ¦ Conduits / Fittings / Boxes | 240 ¦ Pull /Junction Boxes | Junction Box Continuous Hinged Cover w/ Data Pocket NEMA 12 - Painted Steel | 14 | EA | 7210 | 29.106
0 | I&C ¦ | I&C: PROCESS ¦ | GT ¦ Grand total | 10 ¦ Roughing-In | 110 ¦ Conduits / Fittings / Boxes | 240 ¦ Pull /Junction Boxes | Junction Box Continuous Hinged Cover w/ Data Pocket NEMA 12 - Painted Steel | 8 | EA | 5424 | 28.984
0 | I&C ¦ | I&C: PROCESS ¦ | GT ¦ Grand total | 30 ¦ Electrical Equipment | 390 ¦ Terminations | 250 ¦ Mounts/Handling/Labels | Thermal Transfer Ribbon | 1.036 | EA | 52.31
0 | I&C ¦ | I&C: PROCESS ¦ | GT ¦ Grand total | 30 ¦ Electrical Equipment | 390 ¦ Terminations | 250 ¦ Mounts/Handling/Labels | Permasleeve Wire Marker for #22 - #16 (Box of 1,000) | 1.036 | EA | 510.26 | 16.322
0 | I&C ¦ | I&C: PROCESS ¦ | GT ¦ Grand total | 10 ¦ Roughing-In | 110 ¦ Conduits / Fittings / Boxes | 260 ¦ Branch Conduit | Conduit - LFMC Aluminum Gray | 785 | LF | 3082.77 | 61.819
0 | I&C ¦ | I&C: PROCESS ¦ | GT ¦ Grand total | 10 ¦ Roughing-In | 110 ¦ Conduits / Fittings / Boxes | 260 ¦ Branch Conduit | Conduit - RMC Galvanized 10' Lengths | 500 | LF | 1586.75 | 47.25
0 | I&C ¦ | I&C: PROCESS ¦ | GT ¦ Grand total | 10 ¦ Roughing-In | 110 ¦ Conduits / Fittings / Boxes | 260 ¦ Branch Conduit | Conduit - RMC Stainless Steel 316 10' Lengths | 1355 | LF | 13712.6 | 160.771
0 | I&C ¦ | I&C: PROCESS ¦ | GT ¦ Grand total | 10 ¦ Roughing-In | 110 ¦ Conduits / Fittings / Boxes | 260 ¦ Branch Conduit | Conduit - RMC Stainless Steel 316 10' Lengths | 220 | LF | 3165.8 | 30.492
0 | I&C ¦ | I&C: PROCESS ¦ | GT ¦ Grand total | 10 ¦ Roughing-In | 110 ¦ Conduits / Fittings / Boxes | 260 ¦ Branch Conduit | Nipple - RMC Galvanized | 2 | LF | 29.66 | 1.092
0 | I&C ¦ | I&C: PROCESS ¦ | GT ¦ Grand total | 10 ¦ Roughing-In | 110 ¦ Conduits / Fittings / Boxes | 270 ¦ Branch Conduit Fittings | Connector - Liquidtight BULLET | 314 | EA | 3137.8 | 89.019
0 | I&C ¦ | I&C: PROCESS ¦ | GT ¦ Grand total | 10 ¦ Roughing-In | 110 ¦ Conduits / Fittings / Boxes | 270 ¦ Branch Conduit Fittings | Connector - RMC Threaded Hub Stainless Steel 316 | 157 | EA | 6280 | 36.955
0 | I&C ¦ | I&C: PROCESS ¦ | GT ¦ Grand total | 10 ¦ Roughing-In | 110 ¦ Conduits / Fittings / Boxes | 270 ¦ Branch Conduit Fittings | Connector - RMC Threaded Hub Diecast | 20 | EA | 132.84 | 14.7
0 | I&C ¦ | I&C: PROCESS ¦ | GT ¦ Grand total | 10 ¦ Roughing-In | 110 ¦ Conduits / Fittings / Boxes | 270 ¦ Branch Conduit Fittings | Connector - RMC Threaded Hub Stainless Steel 316 | 8 | EA | 320 | 1.89
0 | I&C ¦ | I&C: PROCESS ¦ | GT ¦ Grand total | 10 ¦ Roughing-In | 110 ¦ Conduits / Fittings / Boxes | 270 ¦ Branch Conduit Fittings | Connector - RMC Threaded Hub Stainless Steel 316 | 12 | EA | 564 | 3.308
0 | I&C ¦ | I&C: PROCESS ¦ | GT ¦ Grand total | 10 ¦ Roughing-In | 110 ¦ Conduits / Fittings / Boxes | 270 ¦ Branch Conduit Fittings | Insulating Bushing - EMT | 157 | EA | 23.31 | 4.946
0 | I&C ¦ | I&C: PROCESS ¦ | GT ¦ Grand total | 10 ¦ Roughing-In | 110 ¦ Conduits / Fittings / Boxes | 270 ¦ Branch Conduit Fittings | LB Conduit Body - RMC Galvanized w/ Cover & Gasket (Up to 2") | 7 | EA | 189.84 | 6.986
0 | I&C ¦ | I&C: PROCESS ¦ | GT ¦ Grand total | 10 ¦ Roughing-In | 110 ¦ Conduits / Fittings / Boxes | 270 ¦ Branch Conduit Fittings | LB Conduit Body - RMC Stainless Steel 316 w/ Cover & Gasket (Up to 4") | 161 | EA | 15456 | 159.712
0 | I&C ¦ | I&C: PROCESS ¦ | GT ¦ Grand total | 10 ¦ Roughing-In | 110 ¦ Conduits / Fittings / Boxes | 270 ¦ Branch Conduit Fittings | LB Conduit Body - RMC Stainless Steel 316 w/ Cover & Gasket (Up to 4") | 3 | EA | 318 | 4.017
0 | I&C ¦ | I&C: PROCESS ¦ | GT ¦ Grand total | 10 ¦ Roughing-In | 110 ¦ Conduits / Fittings / Boxes | 270 ¦ Branch Conduit Fittings | T Conduit Body - RMC Stainless Steel 316 w/ Cover & Gasket | 5 | EA | 550 | 6.695
0 | I&C ¦ | I&C: PROCESS ¦ | GT ¦ Grand total | 10 ¦ Roughing-In | 110 ¦ Conduits / Fittings / Boxes | 270 ¦ Branch Conduit Fittings | T Conduit Body - RMC Stainless Steel 316 w/ Cover & Gasket | 8 | EA | 984 | 13.608
0 | I&C ¦ | I&C: PROCESS ¦ | GT ¦ Grand total | 10 ¦ Roughing-In | 110 ¦ Conduits / Fittings / Boxes | 270 ¦ Branch Conduit Fittings | Reducer Bushing Male to Female - Stainless Steel 316 | 5 | EA | 83.7 | 0.646
0 | I&C ¦ | I&C: PROCESS ¦ | GT ¦ Grand total | 10 ¦ Roughing-In | 110 ¦ Conduits / Fittings / Boxes | 270 ¦ Branch Conduit Fittings | Reducer Bushing Male to Female - Stainless Steel 316 | 26 | EA | 752.7 | 3.89
0 | I&C ¦ | I&C: PROCESS ¦ | GT ¦ Grand total | 10 ¦ Roughing-In | 110 ¦ Conduits / Fittings / Boxes | 270 ¦ Branch Conduit Fittings | Sealing Fitting w/ Drain Female to Male - Aluminum | 4 | EA | 345.8 | 3.78
0 | I&C ¦ | I&C: PROCESS ¦ | GT ¦ Grand total | 10 ¦ Roughing-In | 110 ¦ Conduits / Fittings / Boxes | 270 ¦ Branch Conduit Fittings | Field Cut Knockout Labor | 163 | EA
0 | I&C ¦ | I&C: PROCESS ¦ | GT ¦ Grand total | 10 ¦ Roughing-In | 110 ¦ Conduits / Fittings / Boxes | 270 ¦ Branch Conduit Fittings | Field Cut Knockout Labor | 12 | EA
0 | I&C ¦ | I&C: PROCESS ¦ | GT ¦ Grand total | 10 ¦ Roughing-In | 110 ¦ Conduits / Fittings / Boxes | 270 ¦ Branch Conduit Fittings | 1/2" Drain Type 4X Not Group A | 29 | EA | 2364.37 | 15.834
0 | I&C ¦ | I&C: PROCESS ¦ | GT ¦ Grand total | 10 ¦ Roughing-In | 110 ¦ Conduits / Fittings / Boxes | 280 ¦ Feeder Conduit | Conduit - RMC Galvanized 10' Lengths | 200 | LF | 1584.7 | 25.2
0 | I&C ¦ | I&C: PROCESS ¦ | GT ¦ Grand total | 10 ¦ Roughing-In | 110 ¦ Conduits / Fittings / Boxes | 280 ¦ Feeder Conduit | Conduit - RMC Galvanized 10' Lengths | 400 | LF | 4159.12 | 69.3
0 | I&C ¦ | I&C: PROCESS ¦ | GT ¦ Grand total | 10 ¦ Roughing-In | 110 ¦ Conduits / Fittings / Boxes | 280 ¦ Feeder Conduit | Conduit - RMC Galvanized 10' Lengths | 480 | LF | 10618.66 | 151.2
0 | I&C ¦ | I&C: PROCESS ¦ | GT ¦ Grand total | 10 ¦ Roughing-In | 110 ¦ Conduits / Fittings / Boxes | 280 ¦ Feeder Conduit | Conduit - RMC Stainless Steel 316 10' Lengths | 880 | LF | 18480 | 138.6
0 | I&C ¦ | I&C: PROCESS ¦ | GT ¦ Grand total | 10 ¦ Roughing-In | 110 ¦ Conduits / Fittings / Boxes | 280 ¦ Feeder Conduit | Conduit - RMC Stainless Steel 316 10' Lengths | 160 | LF | 3758.4 | 28.56
0 | I&C ¦ | I&C: PROCESS ¦ | GT ¦ Grand total | 10 ¦ Roughing-In | 110 ¦ Conduits / Fittings / Boxes | 280 ¦ Feeder Conduit | Conduit - RMC Stainless Steel 316 10' Lengths | 260 | LF | 7605 | 56.511
0 | I&C ¦ | I&C: PROCESS ¦ | GT ¦ Grand total | 10 ¦ Roughing-In | 110 ¦ Conduits / Fittings / Boxes | 280 ¦ Feeder Conduit | Conduit - RMC Stainless Steel 316 10' Lengths | 240 | LF | 13776 | 94.5
0 | I&C ¦ | I&C: PROCESS ¦ | GT ¦ Grand total | 10 ¦ Roughing-In | 110 ¦ Conduits / Fittings / Boxes | 280 ¦ Feeder Conduit | Nipple - RMC Galvanized | 1 | LF | 21.83 | 0.788
0 | I&C ¦ | I&C: PROCESS ¦ | GT ¦ Grand total | 10 ¦ Roughing-In | 110 ¦ Conduits / Fittings / Boxes | 280 ¦ Feeder Conduit | Nipple - RMC Galvanized | 1 | LF | 58.25 | 1.418
0 | I&C ¦ | I&C: PROCESS ¦ | GT ¦ Grand total | 10 ¦ Roughing-In | 110 ¦ Conduits / Fittings / Boxes | 280 ¦ Feeder Conduit | Nipple - RMC Galvanized | 1 | LF | 76.48 | 2.048
0 | I&C ¦ | I&C: PROCESS ¦ | GT ¦ Grand total | 10 ¦ Roughing-In | 110 ¦ Conduits / Fittings / Boxes | 290 ¦ Feeder Conduit Fittings | Connector - RMC Threaded Hub Galvanized | 8 | EA | 81.69 | 8.568
0 | I&C ¦ | I&C: PROCESS ¦ | GT ¦ Grand total | 10 ¦ Roughing-In | 110 ¦ Conduits / Fittings / Boxes | 290 ¦ Feeder Conduit Fittings | Connector - RMC Threaded Hub Galvanized | 16 | EA | 235.56 | 22.344
0 | I&C ¦ | I&C: PROCESS ¦ | GT ¦ Grand total | 10 ¦ Roughing-In | 110 ¦ Conduits / Fittings / Boxes | 290 ¦ Feeder Conduit Fittings | Connector - RMC Threaded Hub Galvanized | 16 | EA | 635.18 | 27.552
0 | I&C ¦ | I&C: PROCESS ¦ | GT ¦ Grand total | 10 ¦ Roughing-In | 110 ¦ Conduits / Fittings / Boxes | 290 ¦ Feeder Conduit Fittings | Connector - RMC Threaded Hub Stainless Steel 316 | 26 | EA | 1534 | 8.19
0 | I&C ¦ | I&C: PROCESS ¦ | GT ¦ Grand total | 10 ¦ Roughing-In | 110 ¦ Conduits / Fittings / Boxes | 290 ¦ Feeder Conduit Fittings | Connector - RMC Threaded Hub Stainless Steel 316 | 12 | EA | 792 | 4.725
0 | I&C ¦ | I&C: PROCESS ¦ | GT ¦ Grand total | 10 ¦ Roughing-In | 110 ¦ Conduits / Fittings / Boxes | 290 ¦ Feeder Conduit Fittings | Connector - RMC Threaded Hub Stainless Steel 316 | 4 | EA | 308 | 1.966
0 | I&C ¦ | I&C: PROCESS ¦ | GT ¦ Grand total | 10 ¦ Roughing-In | 110 ¦ Conduits / Fittings / Boxes | 290 ¦ Feeder Conduit Fittings | Connector - RMC Threaded Hub Stainless Steel 316 | 2 | EA | 260 | 1.373
0 | I&C ¦ | I&C: PROCESS ¦ | GT ¦ Grand total | 10 ¦ Roughing-In | 110 ¦ Conduits / Fittings / Boxes | 290 ¦ Feeder Conduit Fittings | Coupling - RMC Galvanized | 6 | EA | 32.42
0 | I&C ¦ | I&C: PROCESS ¦ | GT ¦ Grand total | 10 ¦ Roughing-In | 110 ¦ Conduits / Fittings / Boxes | 290 ¦ Feeder Conduit Fittings | Coupling - RMC Galvanized | 8 | EA | 69.9
0 | I&C ¦ | I&C: PROCESS ¦ | GT ¦ Grand total | 10 ¦ Roughing-In | 110 ¦ Conduits / Fittings / Boxes | 290 ¦ Feeder Conduit Fittings | Coupling - RMC Galvanized | 8 | EA | 254.94
0 | I&C ¦ | I&C: PROCESS ¦ | GT ¦ Grand total | 10 ¦ Roughing-In | 110 ¦ Conduits / Fittings / Boxes | 290 ¦ Feeder Conduit Fittings | Coupling - RMC Stainless Steel 316 | 42 | EA | 2092.44
0 | I&C ¦ | I&C: PROCESS ¦ | GT ¦ Grand total | 10 ¦ Roughing-In | 110 ¦ Conduits / Fittings / Boxes | 290 ¦ Feeder Conduit Fittings | Coupling - RMC Stainless Steel 316 | 15 | EA | 924.3
0 | I&C ¦ | I&C: PROCESS ¦ | GT ¦ Grand total | 10 ¦ Roughing-In | 110 ¦ Conduits / Fittings / Boxes | 290 ¦ Feeder Conduit Fittings | Coupling - RMC Stainless Steel 316 | 6 | EA | 452.34
0 | I&C ¦ | I&C: PROCESS ¦ | GT ¦ Grand total | 10 ¦ Roughing-In | 110 ¦ Conduits / Fittings / Boxes | 290 ¦ Feeder Conduit Fittings | Coupling - RMC Stainless Steel 316 | 5 | EA | 953.85
0 | I&C ¦ | I&C: PROCESS ¦ | GT ¦ Grand total | 10 ¦ Roughing-In | 110 ¦ Conduits / Fittings / Boxes | 290 ¦ Feeder Conduit Fittings | LB Conduit Body - RMC Galvanized (Up to 4") | 3 | EA | 56.76 | 4.725
0 | I&C ¦ | I&C: PROCESS ¦ | GT ¦ Grand total | 10 ¦ Roughing-In | 110 ¦ Conduits / Fittings / Boxes | 290 ¦ Feeder Conduit Fittings | LB Conduit Body - RMC Galvanized (Up to 4") | 4 | EA | 161.44 | 12.6
0 | I&C ¦ | I&C: PROCESS ¦ | GT ¦ Grand total | 10 ¦ Roughing-In | 110 ¦ Conduits / Fittings / Boxes | 290 ¦ Feeder Conduit Fittings | LB Conduit Body - RMC Galvanized (Up to 4") | 4 | EA | 483.8 | 22.052
0 | I&C ¦ | I&C: PROCESS ¦ | GT ¦ Grand total | 10 ¦ Roughing-In | 110 ¦ Conduits / Fittings / Boxes | 290 ¦ Feeder Conduit Fittings | LB Conduit Body - RMC Stainless Steel 316 w/ Cover & Gasket (Up to 4") | 16 | EA | 3008 | 32.768
0 | I&C ¦ | I&C: PROCESS ¦ | GT ¦ Grand total | 10 ¦ Roughing-In | 110 ¦ Conduits / Fittings / Boxes | 290 ¦ Feeder Conduit Fittings | LB Conduit Body - RMC Stainless Steel 316 w/ Cover & Gasket (Up to 4") | 2 | EA | 482 | 5.922
0 | I&C ¦ | I&C: PROCESS ¦ | GT ¦ Grand total | 10 ¦ Roughing-In | 110 ¦ Conduits / Fittings / Boxes | 290 ¦ Feeder Conduit Fittings | LB Conduit Body - RMC Stainless Steel 316 w/ Cover & Gasket (Up to 4") | 1 | EA | 516 | 5.119
0 | I&C ¦ | I&C: PROCESS ¦ | GT ¦ Grand total | 10 ¦ Roughing-In | 110 ¦ Conduits / Fittings / Boxes | 290 ¦ Feeder Conduit Fittings | T Conduit Body - RMC Stainless Steel 316 w/ Cover & Gasket | 14 | EA | 2898 | 38.584
0 | I&C ¦ | I&C: PROCESS ¦ | GT ¦ Grand total | 10 ¦ Roughing-In | 110 ¦ Conduits / Fittings / Boxes | 290 ¦ Feeder Conduit Fittings | T Conduit Body - RMC Stainless Steel 316 w/ Cover & Gasket | 2 | EA | 492 | 7.876
0 | I&C ¦ | I&C: PROCESS ¦ | GT ¦ Grand total | 10 ¦ Roughing-In | 110 ¦ Conduits / Fittings / Boxes | 290 ¦ Feeder Conduit Fittings | T Conduit Body - RMC Stainless Steel 316 w/ Cover & Gasket | 2 | EA | 1176 | 13.388
0 | I&C ¦ | I&C: PROCESS ¦ | GT ¦ Grand total | 10 ¦ Roughing-In | 110 ¦ Conduits / Fittings / Boxes | 290 ¦ Feeder Conduit Fittings | Conduit Body Cover - Malleable | 3 | EA | 23.82
0 | I&C ¦ | I&C: PROCESS ¦ | GT ¦ Grand total | 10 ¦ Roughing-In | 110 ¦ Conduits / Fittings / Boxes | 290 ¦ Feeder Conduit Fittings | Conduit Body Cover - Malleable | 4 | EA | 46.96
0 | I&C ¦ | I&C: PROCESS ¦ | GT ¦ Grand total | 10 ¦ Roughing-In | 110 ¦ Conduits / Fittings / Boxes | 290 ¦ Feeder Conduit Fittings | Conduit Body Cover - Malleable | 4 | EA | 54.88
0 | I&C ¦ | I&C: PROCESS ¦ | GT ¦ Grand total | 10 ¦ Roughing-In | 110 ¦ Conduits / Fittings / Boxes | 290 ¦ Feeder Conduit Fittings | Conduit Body Gasket - Malleable or Aluminum Neoprene | 3 | EA | 9.6
0 | I&C ¦ | I&C: PROCESS ¦ | GT ¦ Grand total | 10 ¦ Roughing-In | 110 ¦ Conduits / Fittings / Boxes | 290 ¦ Feeder Conduit Fittings | Conduit Body Gasket - Malleable or Aluminum Neoprene | 4 | EA | 5.72
0 | I&C ¦ | I&C: PROCESS ¦ | GT ¦ Grand total | 10 ¦ Roughing-In | 110 ¦ Conduits / Fittings / Boxes | 290 ¦ Feeder Conduit Fittings | Conduit Body Gasket - Malleable or Aluminum Neoprene | 4 | EA | 12.84
0 | I&C ¦ | I&C: PROCESS ¦ | GT ¦ Grand total | 10 ¦ Roughing-In | 110 ¦ Conduits / Fittings / Boxes | 290 ¦ Feeder Conduit Fittings | Elbow 90 Degree - RMC Galvanized | 6 | EA | 105.62 | 5.67
0 | I&C ¦ | I&C: PROCESS ¦ | GT ¦ Grand total | 10 ¦ Roughing-In | 110 ¦ Conduits / Fittings / Boxes | 290 ¦ Feeder Conduit Fittings | Elbow 90 Degree - RMC Galvanized | 8 | EA | 259.08 | 12.6
0 | I&C ¦ | I&C: PROCESS ¦ | GT ¦ Grand total | 10 ¦ Roughing-In | 110 ¦ Conduits / Fittings / Boxes | 290 ¦ Feeder Conduit Fittings | Elbow 90 Degree - RMC Galvanized | 8 | EA | 669.34 | 25.2
0 | I&C ¦ | I&C: PROCESS ¦ | GT ¦ Grand total | 10 ¦ Roughing-In | 110 ¦ Conduits / Fittings / Boxes | 290 ¦ Feeder Conduit Fittings | Elbow 90 Degree - RMC Stainless Steel 316 | 42 | EA | 2396.94 | 49.833
0 | I&C ¦ | I&C: PROCESS ¦ | GT ¦ Grand total | 10 ¦ Roughing-In | 110 ¦ Conduits / Fittings / Boxes | 290 ¦ Feeder Conduit Fittings | Elbow 90 Degree - RMC Stainless Steel 316 | 15 | EA | 1211.85 | 22.05
0 | I&C ¦ | I&C: PROCESS ¦ | GT ¦ Grand total | 10 ¦ Roughing-In | 110 ¦ Conduits / Fittings / Boxes | 290 ¦ Feeder Conduit Fittings | Elbow 90 Degree - RMC Stainless Steel 316 | 6 | EA | 793.02 | 11.781
0 | I&C ¦ | I&C: PROCESS ¦ | GT ¦ Grand total | 10 ¦ Roughing-In | 110 ¦ Conduits / Fittings / Boxes | 290 ¦ Feeder Conduit Fittings | Elbow 90 Degree - RMC Stainless Steel 316 | 5 | EA | 1639.85 | 19.688
0 | I&C ¦ | I&C: PROCESS ¦ | GT ¦ Grand total | 10 ¦ Roughing-In | 110 ¦ Conduits / Fittings / Boxes | 290 ¦ Feeder Conduit Fittings | Reducer Bushing Male to Female - Stainless Steel 316 | 14 | EA | 600.88 | 2.514
0 | I&C ¦ | I&C: PROCESS ¦ | GT ¦ Grand total | 10 ¦ Roughing-In | 110 ¦ Conduits / Fittings / Boxes | 290 ¦ Feeder Conduit Fittings | Reducer Bushing Male to Female - Stainless Steel 316 | 4 | EA | 209.44 | 0.92
0 | I&C ¦ | I&C: PROCESS ¦ | GT ¦ Grand total | 10 ¦ Roughing-In | 110 ¦ Conduits / Fittings / Boxes | 290 ¦ Feeder Conduit Fittings | Sealing Fitting w/ Drain Female to Male - Aluminum | 4 | EA | 434.52 | 5.04
0 | I&C ¦ | I&C: PROCESS ¦ | GT ¦ Grand total | 10 ¦ Roughing-In | 110 ¦ Conduits / Fittings / Boxes | 290 ¦ Feeder Conduit Fittings | Sealing Fitting w/ Drain Female to Male - Aluminum | 2 | EA | 335.16 | 3.15
0 | I&C ¦ | I&C: PROCESS ¦ | GT ¦ Grand total | 10 ¦ Roughing-In | 110 ¦ Conduits / Fittings / Boxes | 290 ¦ Feeder Conduit Fittings | Sealing Fitting w/ Drain Female to Male - Aluminum | 2 | EA | 695.56 | 4.41
0 | I&C ¦ | I&C: PROCESS ¦ | GT ¦ Grand total | 10 ¦ Roughing-In | 110 ¦ Conduits / Fittings / Boxes | 290 ¦ Feeder Conduit Fittings | Field Cut Knockout Labor | 34 | EA
0 | I&C ¦ | I&C: PROCESS ¦ | GT ¦ Grand total | 10 ¦ Roughing-In | 110 ¦ Conduits / Fittings / Boxes | 290 ¦ Feeder Conduit Fittings | Field Cut Knockout Labor | 12 | EA
0 | I&C ¦ | I&C: PROCESS ¦ | GT ¦ Grand total | 10 ¦ Roughing-In | 110 ¦ Conduits / Fittings / Boxes | 290 ¦ Feeder Conduit Fittings | Field Cut Knockout Labor | 20 | EA
0 | I&C ¦ | I&C: PROCESS ¦ | GT ¦ Grand total | 10 ¦ Roughing-In | 110 ¦ Conduits / Fittings / Boxes | 290 ¦ Feeder Conduit Fittings | Field Cut Knockout Labor | 18 | EA
0 | I&C ¦ | I&C: PROCESS ¦ | GT ¦ Grand total | 10 ¦ Roughing-In | 110 ¦ Conduits / Fittings / Boxes | 300 ¦ Conduit Straps | Conduit Riser Clamp - Zinc Plated | 2 | EA | 33.97 | 0.866
0 | I&C ¦ | I&C: PROCESS ¦ | GT ¦ Grand total | 10 ¦ Roughing-In | 110 ¦ Conduits / Fittings / Boxes | 300 ¦ Conduit Straps | Conduit Riser Clamp - Zinc Plated | 1 | EA | 21.39 | 0.473
0 | I&C ¦ | I&C: PROCESS ¦ | GT ¦ Grand total | 10 ¦ Roughing-In | 110 ¦ Conduits / Fittings / Boxes | 300 ¦ Conduit Straps | Conduit Riser Clamp - Zinc Plated | 1 | EA | 27.36 | 0.551
0 | I&C ¦ | I&C: PROCESS ¦ | GT ¦ Grand total | 10 ¦ Roughing-In | 110 ¦ Conduits / Fittings / Boxes | 300 ¦ Conduit Straps | Conduit Riser Clamp - Zinc Plated | 1 | EA | 36.07 | 0.63
0 | I&C ¦ | I&C: PROCESS ¦ | GT ¦ Grand total | 10 ¦ Roughing-In | 110 ¦ Conduits / Fittings / Boxes | 300 ¦ Conduit Straps | Conduit Clamp w/ Bolt | 65 | EA | 50.91 | 13.33
0 | I&C ¦ | I&C: PROCESS ¦ | GT ¦ Grand total | 10 ¦ Roughing-In | 110 ¦ Conduits / Fittings / Boxes | 300 ¦ Conduit Straps | Conduit Clamp w/ Bolt | 25 | EA | 29.73 | 5.639
0 | I&C ¦ | I&C: PROCESS ¦ | GT ¦ Grand total | 10 ¦ Roughing-In | 110 ¦ Conduits / Fittings / Boxes | 300 ¦ Conduit Straps | Conduit Clamp w/ Bolt | 50 | EA | 97.5 | 11.277
0 | I&C ¦ | I&C: PROCESS ¦ | GT ¦ Grand total | 10 ¦ Roughing-In | 110 ¦ Conduits / Fittings / Boxes | 300 ¦ Conduit Straps | Conduit Clamp w/ Bolt | 60 | EA | 194.56 | 14.767
0 | I&C ¦ | I&C: PROCESS ¦ | GT ¦ Grand total | 10 ¦ Roughing-In | 110 ¦ Conduits / Fittings / Boxes | 300 ¦ Conduit Straps | Right Angle Beam Clamp w/ U-Bolt - Stainless Steel | 175 | EA | 1877.75 | 82.688
0 | I&C ¦ | I&C: PROCESS ¦ | GT ¦ Grand total | 10 ¦ Roughing-In | 110 ¦ Conduits / Fittings / Boxes | 300 ¦ Conduit Straps | Right Angle Beam Clamp w/ U-Bolt - Stainless Steel | 28 | EA | 339.92 | 13.23
0 | I&C ¦ | I&C: PROCESS ¦ | GT ¦ Grand total | 10 ¦ Roughing-In | 110 ¦ Conduits / Fittings / Boxes | 300 ¦ Conduit Straps | Right Angle Beam Clamp w/ U-Bolt - Stainless Steel | 110 | EA | 1604.9 | 60.638
0 | I&C ¦ | I&C: PROCESS ¦ | GT ¦ Grand total | 10 ¦ Roughing-In | 110 ¦ Conduits / Fittings / Boxes | 300 ¦ Conduit Straps | Right Angle Beam Clamp w/ U-Bolt - Stainless Steel | 20 | EA | 313.4 | 11.025
0 | I&C ¦ | I&C: PROCESS ¦ | GT ¦ Grand total | 10 ¦ Roughing-In | 110 ¦ Conduits / Fittings / Boxes | 300 ¦ Conduit Straps | Right Angle Beam Clamp w/ U-Bolt - Stainless Steel | 33 | EA | 716.76 | 18.191
0 | I&C ¦ | I&C: PROCESS ¦ | GT ¦ Grand total | 10 ¦ Roughing-In | 110 ¦ Conduits / Fittings / Boxes | 300 ¦ Conduit Straps | Right Angle Beam Clamp w/ U-Bolt - Stainless Steel | 30 | EA | 901.2 | 18.9
0 | I&C ¦ | I&C: PROCESS ¦ | GT ¦ Grand total | 10 ¦ Roughing-In | 110 ¦ Conduits / Fittings / Boxes | 300 ¦ Conduit Straps | T-Rod from Steel Profile - 1/4" Beam Clamp | 65 | EA
0 | I&C ¦ | I&C: PROCESS ¦ | GT ¦ Grand total | 10 ¦ Roughing-In | 110 ¦ Conduits / Fittings / Boxes | 300 ¦ Conduit Straps | T-Rod from Steel Profile - 1/4" Beam Clamp | 25 | EA
0 | I&C ¦ | I&C: PROCESS ¦ | GT ¦ Grand total | 10 ¦ Roughing-In | 110 ¦ Conduits / Fittings / Boxes | 300 ¦ Conduit Straps | T-Rod from Steel Profile - 1/4" Beam Clamp | 50 | EA
0 | I&C ¦ | I&C: PROCESS ¦ | GT ¦ Grand total | 10 ¦ Roughing-In | 110 ¦ Conduits / Fittings / Boxes | 300 ¦ Conduit Straps | T-Rod from Steel Profile - 3/8" Beam Clamp | 60 | EA
0 | I&C ¦ | I&C: PROCESS ¦ | GT ¦ Grand total | 10 ¦ Roughing-In | 050 ¦ Hardware | 310 ¦ Hardware/Anchors | Trapeze Channel | 12 | EA | 471.84 | 12
0 | I&C ¦ | I&C: PROCESS ¦ | GT ¦ Grand total | 10 ¦ Roughing-In | 050 ¦ Hardware | 310 ¦ Hardware/Anchors | Trapeze Channel | 44 | EA | 3450.04 | 44
0 | I&C ¦ | I&C: PROCESS ¦ | GT ¦ Grand total | 00 ¦ Common Tasks | 050 ¦ Hardware | 310 ¦ Hardware/Anchors | Beam Clamp - Malleable w/ Threaded Hole Bottom & Back | 136 | EA | 329.12 | 85.68
0 | I&C ¦ | I&C: PROCESS ¦ | GT ¦ Grand total | 00 ¦ Common Tasks | 050 ¦ Hardware | 310 ¦ Hardware/Anchors | Beam Clamp - Stainless | 112 | EA | 3198.72 | 70.56
0 | I&C ¦ | I&C: PROCESS ¦ | GT ¦ Grand total | 00 ¦ Common Tasks | 050 ¦ Hardware | 310 ¦ Hardware/Anchors | 1-5/8" W Channel w/ Slotted Holes - Steel Pre-Galvanized 12 Gauge 10' Lengths | 120 | EA | 406.12 | 22.68
0 | I&C ¦ | I&C: PROCESS ¦ | GT ¦ Grand total | 00 ¦ Common Tasks | 050 ¦ Hardware | 310 ¦ Hardware/Anchors | Hex Head Nut - Plated Steel | 280 | EA | 9.91
0 | I&C ¦ | I&C: PROCESS ¦ | GT ¦ Grand total | 00 ¦ Common Tasks | 050 ¦ Hardware | 310 ¦ Hardware/Anchors | Hex Head Nut - Plated Steel | 392 | EA | 24.07
0 | I&C ¦ | I&C: PROCESS ¦ | GT ¦ Grand total | 00 ¦ Common Tasks | 050 ¦ Hardware | 310 ¦ Hardware/Anchors | Hex Head Nut - Stainless Steel 304 | 224 | EA | 100.84
0 | I&C ¦ | I&C: PROCESS ¦ | GT ¦ Grand total | 00 ¦ Common Tasks | 050 ¦ Hardware | 310 ¦ Hardware/Anchors | Flange Clip Hammer-On w/ Threaded Rod Hanger | 140 | EA | 277.41 | 22.05
0 | I&C ¦ | I&C: PROCESS ¦ | GT ¦ Grand total | 00 ¦ Common Tasks | 050 ¦ Hardware | 310 ¦ Hardware/Anchors | Flange Clip Hammer-On w/ Threaded Rod Hanger | 60 | EA | 123.12 | 9.45
0 | I&C ¦ | I&C: PROCESS ¦ | GT ¦ Grand total | 00 ¦ Common Tasks | 050 ¦ Hardware | 310 ¦ Hardware/Anchors | Threaded Rod - Plated Steel 10' Lengths | 420 | EA | 675.28 | 42
0 | I&C ¦ | I&C: PROCESS ¦ | GT ¦ Grand total | 00 ¦ Common Tasks | 050 ¦ Hardware | 310 ¦ Hardware/Anchors | Threaded Rod - Plated Steel 10' Lengths | 588 | EA | 1379.04 | 58.8
0 | I&C ¦ | I&C: PROCESS ¦ | GT ¦ Grand total | 00 ¦ Common Tasks | 050 ¦ Hardware | 310 ¦ Hardware/Anchors | Threaded Rod - Stainless Steel 12' Lengths | 336 | EA | 3360 | 33.6
0 | I&C ¦ | I&C: PROCESS ¦ | GT ¦ Grand total | 00 ¦ Common Tasks | 050 ¦ Hardware | 310 ¦ Hardware/Anchors | Fender Washer - Stainless Steel | 224 | EA | 111.44
0 | I&C ¦ | I&C: PROCESS ¦ | GT ¦ Grand total | 00 ¦ Common Tasks | 050 ¦ Hardware | 310 ¦ Hardware/Anchors | Flat Washer - Plated Steel | 272 | EA | 21.43
0 | I&C ¦ | I&C: PROCESS ¦ | GT ¦ Grand total | 00 ¦ Common Tasks | 050 ¦ Hardware | 310 ¦ Hardware/Anchors | Lock Washer - Plated Steel | 272 | EA | 12
0 | I&C ¦ | I&C: PROCESS ¦ | GT ¦ Grand total | 00 ¦ Common Tasks | 050 ¦ Hardware | 310 ¦ Hardware/Anchors | Lock Washer - Stainless Steel 304 | 224 | EA | 88.82
0 | I&C ¦ | I&C: PROCESS ¦ | GT ¦ Grand total | 10 ¦ Roughing-In | 110 ¦ Conduits / Fittings / Boxes | 320 ¦ Conduit Seal/Flash | Sealing Compound Labor | 4 | EA |  | 1.388
0 | I&C ¦ | I&C: PROCESS ¦ | GT ¦ Grand total | 10 ¦ Roughing-In | 110 ¦ Conduits / Fittings / Boxes | 320 ¦ Conduit Seal/Flash | Sealing Compound Labor | 4 | EA |  | 2.016
0 | I&C ¦ | I&C: PROCESS ¦ | GT ¦ Grand total | 10 ¦ Roughing-In | 110 ¦ Conduits / Fittings / Boxes | 320 ¦ Conduit Seal/Flash | Sealing Compound Labor | 2 | EA |  | 1.26
0 | I&C ¦ | I&C: PROCESS ¦ | GT ¦ Grand total | 10 ¦ Roughing-In | 110 ¦ Conduits / Fittings / Boxes | 320 ¦ Conduit Seal/Flash | Sealing Compound Labor | 2 | EA |  | 1.428
0 | I&C ¦ | I&C: PROCESS ¦ | GT ¦ Grand total | 10 ¦ Roughing-In | 110 ¦ Conduits / Fittings / Boxes | 320 ¦ Conduit Seal/Flash | Mineral Wool Sealing Fiber - 2-Oz Pkg | 3.175 | EA | 42.42
0 | I&C ¦ | I&C: PROCESS ¦ | GT ¦ Grand total | 10 ¦ Roughing-In | 110 ¦ Conduits / Fittings / Boxes | 320 ¦ Conduit Seal/Flash | Chico A39 PX - 11 Cu. Inches | 0.8 | EA | 50.15
0 | I&C ¦ | I&C: PROCESS ¦ | GT ¦ Grand total | 10 ¦ Roughing-In | 110 ¦ Conduits / Fittings / Boxes | 320 ¦ Conduit Seal/Flash | Sealing Compound - 1-Lb Pkg | 4 | EA | 40.56
0 | I&C ¦ | I&C: PROCESS ¦ | GT ¦ Grand total | 10 ¦ Roughing-In | 110 ¦ Conduits / Fittings / Boxes | 320 ¦ Conduit Seal/Flash | SpeedSeal - 2 - Oz Pkg | 4 | EA | 249.56
0 | I&C ¦ | I&C: PROCESS ¦ | GT ¦ Grand total | 10 ¦ Roughing-In | 110 ¦ Conduits / Fittings / Boxes | 320 ¦ Conduit Seal/Flash | SpeedSeal - 6 - Oz Pkg | 4 | EA | 510.64
0 | I&C ¦ | I&C: PROCESS ¦ | GT ¦ Grand total | 00 ¦ Common Tasks | 910 ¦ Firestopping | 320 ¦ Conduit Seal/Flash | Sleeve & Firerate | 1 | EA | 2.34 | 1.181
0 | I&C ¦ | I&C: PROCESS ¦ | GT ¦ Grand total | 10 ¦ Roughing-In | 910 ¦ Firestopping | 320 ¦ Conduit Seal/Flash | Intumescent Firestop Putty 36 Cu. In. Tube | 0.5 | EA | 18.38 | 0.788
0 | I&C ¦ | I&C: PROCESS ¦ | GT ¦ Grand total | 10 ¦ Roughing-In | 910 ¦ Firestopping | 320 ¦ Conduit Seal/Flash | Firestop Sleeve (New Work) | 7 | EA | 264.18 | 4.41
0 | I&C ¦ | I&C: PROCESS ¦ | GT ¦ Grand total | 10 ¦ Roughing-In | 910 ¦ Firestopping | 320 ¦ Conduit Seal/Flash | Firestop Sleeve (New Work) | 3 | EA | 149.37 | 2.835
0 | I&C ¦ | I&C: PROCESS ¦ | GT ¦ Grand total | 10 ¦ Roughing-In | 910 ¦ Firestopping | 320 ¦ Conduit Seal/Flash | Firestop Sleeve (New Work) | 9 | EA | 982.44 | 12.762
0 | I&C ¦ | I&C: PROCESS ¦ | GT ¦ Grand total | 10 ¦ Roughing-In | 910 ¦ Firestopping | 320 ¦ Conduit Seal/Flash | Intumescent Firestop Sealant Premium 10.1 oz Tube | 3.174 | EA | 47.8 | 9.998
0 | I&C ¦ | I&C: PROCESS ¦ | GT ¦ Grand total | 20 ¦ Wire & Cable Pulling | 220 ¦ Life Safety / Communications / Control Cables | 330 ¦ Cables/Cords | BELDEN 28331A | 8349 | LF | 4174.5 | 184.095
0 | I&C ¦ | I&C: PROCESS ¦ | GT ¦ Grand total | 20 ¦ Wire & Cable Pulling | 220 ¦ Life Safety / Communications / Control Cables | 330 ¦ Cables/Cords | BELDEN 28331A | 23639 | LF | 17729.25 | 595.703
0 | I&C ¦ | I&C: PROCESS ¦ | GT ¦ Grand total | 20 ¦ Wire & Cable Pulling | 220 ¦ Life Safety / Communications / Control Cables | 330 ¦ Cables/Cords | BELDEN 1032A | 12045 | LF | 6022.5 | 264.99
0 | I&C ¦ | I&C: PROCESS ¦ | GT ¦ Grand total | 20 ¦ Wire & Cable Pulling | 290 ¦ Miscellaneous Wire & Cable Pulling | 330 ¦ Cables/Cords | 1/8" Polytwine | 1547 | LF | 7.56 | 7.31
0 | I&C ¦ | I&C: PROCESS ¦ | GT ¦ Grand total | 20 ¦ Wire & Cable Pulling | 210 ¦ Building Wire | 340 ¦ Branch Wire #14 #12 #10 | Wire THHN / T90 - Copper | 220 | LF | 29.02 | 1.871
0 | I&C ¦ | I&C: PROCESS ¦ | GT ¦ Grand total | 20 ¦ Wire & Cable Pulling | 210 ¦ Building Wire | 340 ¦ Branch Wire #14 #12 #10 | Wire THHN / T90 - Copper | 110 | LF | 19.54 | 0.936
0 | I&C ¦ | I&C: PROCESS ¦ | GT ¦ Grand total | 30 ¦ Electrical Equipment | 390 ¦ Terminations | 370 ¦ Lugs/Terminations | Control Termination Per Wire to 600V | 1036 | EA |  | 113.96
0 | I&C ¦ | I&C: PROCESS ¦ | GT ¦ Grand total | 30 ¦ Electrical Equipment | 390 ¦ Terminations | 370 ¦ Lugs/Terminations | Wire Connector Performance Plus (Connector/skirt) | 2 | EA | 0.18 | 0.221
0 | I&C ¦ | I&C: PROCESS ¦ | GT ¦ Grand total | 00 ¦ Common Tasks | 040 ¦ Cutting / Coring | 540 ¦ Drill/Cut/Core | Core Drill (Floor) | 2 | EA | 64 | 2.058
0 | I&C ¦ | I&C: PROCESS ¦ | GT ¦ Grand total | 00 ¦ Common Tasks | 040 ¦ Cutting / Coring | 540 ¦ Drill/Cut/Core | Core Drill (Floor) | 2 | EA | 72 | 2.374
0 | I&C ¦ | I&C: PROCESS ¦ | GT ¦ Grand total | 00 ¦ Common Tasks | 040 ¦ Cutting / Coring | 540 ¦ Drill/Cut/Core | Core Drill (Floor) | 1 | EA | 50 | 1.575
0 | I&C ¦ | I&C: PROCESS ¦ | GT ¦ Grand total | 00 ¦ Common Tasks | 040 ¦ Cutting / Coring | 540 ¦ Drill/Cut/Core | Core Drill (Wall) | 8 | EA | 252 | 8.232
0 | I&C ¦ | I&C: PROCESS ¦ | GT ¦ Grand total | 00 ¦ Common Tasks | 040 ¦ Cutting / Coring | 540 ¦ Drill/Cut/Core | Core Drill (Wall) | 7 | EA | 252 | 8.309
0 | I&C ¦ | I&C: PROCESS ¦ | GT ¦ Grand total | 00 ¦ Common Tasks | 040 ¦ Cutting / Coring | 540 ¦ Drill/Cut/Core | Core Drill (Wall) | 5 | EA | 247.5 | 7.875
0 | I&C ¦ | I&C: PROCESS ¦ | GT ¦ Grand total |  |  | 570 ¦ Communication Cables | DEVICE CABLE 1485R-P10R5-F5 | 22 | LF | 3322 | 23.1
0 | I&C ¦ | I&C: PROCESS ¦ | GT ¦ Grand total |  |  | 570 ¦ Communication Cables | TRUNK CABLE | 4 | LF | 1392 | 16.8
0 | I&C ¦ | I&C: PROCESS ¦ | GT ¦ Grand total |  |  | 570 ¦ Communication Cables | ETHERNET 1585J-M8HBJM-10 | 4 | LF | 520 | 4.2
0 | I&C ¦ | I&C: PROCESS ¦ | GT ¦ Grand total |  |  | 620 ¦ Controls | TERM 1485A-TIM5 | 3 | EA | 162 | 0.789
0 | I&C ¦ | I&C: PROCESS ¦ | GT ¦ Grand total |  |  | 621 ¦ Control Devices | 6-PORT 1485P-P6R5-MN5 | 4 | EA | 2000 | 8.4
0 | I&C ¦ | I&C: PROCESS ¦ | GT ¦ Grand total |  |  | 008 ¦ Field Mounted Instruments | INSTRUMENT - COUNT ONLY | 183 | EA
0 | I&C ¦ | I&C: PROCESS ¦ | GT ¦ Grand total |  |  | 035 ¦ I&C Testing | CONT/LOOP CHECK | 183 | EA |  | 192.15
0 | I&C ¦ | I&C: CONTROL PANELS ¦ | GT ¦ Grand total | 10 ¦ Roughing-In | 050 ¦ Hardware | 310 ¦ Hardware/Anchors | Trapeze Channel | 16 | EA | 1254.56 | 16
0 | I&C ¦ | I&C: CONTROL PANELS ¦ | GT ¦ Grand total | 10 ¦ Roughing-In | 050 ¦ Hardware | 310 ¦ Hardware/Anchors | FAB-LOK RIVET 300 Stainless Series .25 to .5 Range | 32 | EA | 240.64 | 9.072
0 | I&C ¦ | I&C: CONTROL PANELS ¦ | GT ¦ Grand total | 10 ¦ Roughing-In | 050 ¦ Hardware | 310 ¦ Hardware/Anchors | Stainless Wall Spacer | 32 | EA | 194.56 | 3.2
0 | I&C ¦ | I&C: CONTROL PANELS ¦ | GT ¦ Grand total |  |  | 622 ¦ Control Panels | MOUNT CABINET - MEDIUM | 4 | EA | 400 | 67.2
0 |  |  | GT
0 |  |  | GT
0 |  |  | GT
0 |  |  | GT
0 |  |  | GT
0 |  |  | GT
0 |  |  | GT
0 |  |  | GT
0 |  |  | GT
0 |  |  | GT
0 |  |  | GT
0 |  |  | GT
0 |  |  | GT
0 |  |  | GT
0 |  |  | GT
0 |  |  | GT
0 |  |  | GT
0 |  |  | GT
0 |  |  | GT
0 |  |  | GT
0 |  |  | GT
0 |  |  | GT
0 |  |  | GT
0 |  |  | GT
0 |  |  | GT
0 |  |  | GT
0 |  |  | GT
0 |  |  | GT
0 |  |  | GT
0 |  |  | GT
0 |  |  | GT
0 |  |  | GT
0 |  |  | GT
0 |  |  | GT
0 |  |  | GT
0 |  |  | GT
0 |  |  | GT
0 |  |  | GT
0 |  |  | GT
0 |  |  | GT
0 |  |  | GT
0 |  |  | GT
0 |  |  | GT
0 |  |  | GT
0 |  |  | GT
0 |  |  | GT
0 |  |  | GT
0 |  |  | GT
0 |  |  | GT
0 |  |  | GT
0 |  |  | GT
0 |  |  | GT
0 |  |  | GT
0 |  |  | GT
0 |  |  | GT
0 |  |  | GT
0 |  |  | GT
0 |  |  | GT
0 |  |  | GT
0 |  |  | GT
0 |  |  | GT
0 |  |  | GT
0 |  |  | GT
0 |  |  | GT
0 |  |  | GT
0 |  |  | GT
0 |  |  | GT
0 |  |  | GT
0 |  |  | GT
0 |  |  | GT
0 |  |  | GT
0 |  |  | GT
0 |  |  | GT
0 |  |  | GT
0 |  |  | GT
0 |  |  | GT
0 |  |  | GT
0 |  |  | GT
0 |  |  | GT
0 |  |  | GT
0 |  |  | GT
0 |  |  | GT
0 |  |  | GT
0 |  |  | GT
0 |  |  | GT
0 |  |  | GT
0 |  |  | GT
0 |  |  | GT
0 |  |  | GT
0 |  |  | GT
0 |  |  | GT
0 |  |  | GT
0 |  |  | GT
0 |  |  | GT
0 |  |  | GT
0 |  |  | GT
0 |  |  | GT
0 |  |  | GT
0 |  |  | GT
0 |  |  | GT
0 |  |  | GT
0 |  |  | GT
0 |  |  | GT
0 |  |  | GT
0 |  |  | GT
0 |  |  | GT
0 |  |  | GT
0 |  |  | GT
0 |  |  | GT
0 |  |  | GT
0 |  |  | GT
0 |  |  | GT
0 |  |  | GT
0 |  |  | GT
0 |  |  | GT
0 |  |  | GT
0 |  |  | GT
0 |  |  | GT
0 |  |  | GT
0 |  |  | GT
0 |  |  | GT
0 |  |  | GT
0 |  |  | GT
0 |  |  | GT
0 |  |  | GT
0 |  |  | GT
0 |  |  | GT
0 |  |  | GT
0 |  |  | GT
0 |  |  | GT
0 |  |  | GT
0 |  |  | GT
0 |  |  | GT
0 |  |  | GT
0 |  |  | GT
0 |  |  | GT
0 |  |  | GT
0 |  |  | GT
0 |  |  | GT
0 |  |  | GT
0 |  |  | GT
0 |  |  | GT
0 |  |  | GT
0 |  |  | GT
0 |  |  | GT
0 |  |  | GT
0 |  |  | GT
0 |  |  | GT
0 |  |  | GT
0 |  |  | GT
0 |  |  | GT
0 |  |  | GT
0 |  |  | GT
0 |  |  | GT
0 |  |  | GT
0 |  |  | GT
0 |  |  | GT
0 |  |  | GT
0 |  |  | GT
0 |  |  | GT
0 |  |  | GT
0 |  |  | GT
0 |  |  | GT
0 |  |  | GT
0 |  |  | GT
0 |  |  | GT
0 |  |  | GT
0 |  |  | GT
0 |  |  | GT
0 |  |  | GT
0 |  |  | GT
0 |  |  | GT
0 |  |  | GT
0 |  |  | GT
0 |  |  | GT
0 |  |  | GT
0 |  |  | GT
0 |  |  | GT
0 |  |  | GT
0 |  |  | GT
0 |  |  | GT
0 |  |  | GT
0 |  |  | GT
0 |  |  | GT
0 |  |  | GT
0 |  |  | GT
0 |  |  | GT
0 |  |  | GT
0 |  |  | GT
0 |  |  | GT
0 |  |  | GT
0 |  |  | GT
0 |  |  | GT
0 |  |  | GT
0 |  |  | GT
0 |  |  | GT
0 |  |  | GT
0 |  |  | GT
0 |  |  | GT
0 |  |  | GT
0 |  |  | GT
0 |  |  | GT
0 |  |  | GT
0 |  |  | GT
0 |  |  | GT
0 |  |  | GT
0 |  |  | GT
0 |  |  | GT
0 |  |  | GT
0 |  |  | GT
0 |  |  | GT
0 |  |  | GT
0 |  |  | GT
0 |  |  | GT
0 |  |  | GT
0 |  |  | GT
0 |  |  | GT
0 |  |  | GT
0 |  |  | GT
0 |  |  | GT
0 |  |  | GT
0 |  |  | GT
0 |  |  | GT
0 |  |  | GT
0 |  |  | GT
0 |  |  | GT
0 |  |  | GT
0 |  |  | GT
0 |  |  | GT
0 |  |  | GT
0 |  |  | GT
0 |  |  | GT
0 |  |  | GT
0 |  |  | GT
0 |  |  | GT
0 |  |  | GT
0 |  |  | GT
0 |  |  | GT
0 |  |  | GT
0 |  |  | GT
0 |  |  | GT
0 |  |  | GT
0 |  |  | GT
0 |  |  | GT
0 |  |  | GT
0 |  |  | GT
0 |  |  | GT
0 |  |  | GT
0 |  |  | GT
0 |  |  | GT
0 |  |  | GT
0 |  |  | GT
0 |  |  | GT
0 |  |  | GT
0 |  |  | GT
0 |  |  | GT
0 |  |  | GT
0 |  |  | GT
0 |  |  | GT
0 |  |  | GT
0 |  |  | GT
0 |  |  | GT
0 |  |  | GT
0 |  |  | GT
0 |  |  | GT
0 |  |  | GT
0 |  |  | GT
0 |  |  | GT
0 |  |  | GT
0 |  |  | GT
0 |  |  | GT
0 |  |  | GT
0 |  |  | GT
0 |  |  | GT
0 |  |  | GT
0 |  |  | GT
0 |  |  | GT
0 |  |  | GT
0 |  |  | GT
0 |  |  | GT
0 |  |  | GT
0 |  |  | GT
0 |  |  | GT
0 |  |  | GT
0 |  |  | GT
0 |  |  | GT
0 |  |  | GT
0 |  |  | GT
0 |  |  | GT
0 |  |  | GT
0 |  |  | GT
0 |  |  | GT
0 |  |  | GT
0 |  |  | GT
0 |  |  | GT
0 |  |  | GT
0 |  |  | GT
0 |  |  | GT
0 |  |  | GT
0 |  |  | GT
0 |  |  | GT
0 |  |  | GT
0 |  |  | GT
0 |  |  | GT
0 |  |  | GT
0 |  |  | GT
0 |  |  | GT
0 |  |  | GT
0 |  |  | GT
0 |  |  | GT
0 |  |  | GT
0 |  |  | GT
0 |  |  | GT
0 |  |  | GT
0 |  |  | GT
0 |  |  | GT
0 |  |  | GT
0 |  |  | GT
0 |  |  | GT
0 |  |  | GT
0 |  |  | GT
0 |  |  | GT
0 |  |  | GT
0 |  |  | GT
0 |  |  | GT
0 |  |  | GT
0 |  |  | GT
0 |  |  | GT
0 |  |  | GT
0 |  |  | GT
0 |  |  | GT
0 |  |  | GT
0 |  |  | GT
0 |  |  | GT
0 |  |  | GT
0 |  |  | GT
0 |  |  | GT
0 |  |  | GT
0 |  |  | GT
0 |  |  | GT
0 |  |  | GT
0 |  |  | GT
0 |  |  | GT
0 |  |  | GT
0 |  |  | GT
0 |  |  | GT
0 |  |  | GT
0 |  |  | GT
0 |  |  | GT
0 |  |  | GT
0 |  |  | GT
0 |  |  | GT
0 |  |  | GT
0 |  |  | GT
0 |  |  | GT
0 |  |  | GT
0 |  |  | GT
0 |  |  | GT
0 |  |  | GT
0 |  |  | GT
0 |  |  | GT
0 |  |  | GT
0 |  |  | GT
0 |  |  | GT
0 |  |  | GT
0 |  |  | GT
0 |  |  | GT
0 |  |  | GT
0 |  |  | GT
0 |  |  | GT
0 |  |  | GT
0 |  |  | GT
0 |  |  | GT
0 |  |  | GT
0 |  |  | GT
0 |  |  | GT
0 |  |  | GT
0 |  |  | GT
0 |  |  | GT
0 |  |  | GT
0 |  |  | GT
0 |  |  | GT
0 |  |  | GT
0 |  |  | GT
0 |  |  | GT
0 |  |  | GT
0 |  |  | GT
0 |  |  | GT
0 |  |  | GT
0 |  |  | GT
0 |  |  | GT
0 |  |  | GT
0 |  |  | GT
0 |  |  | GT
0 |  |  | GT
0 |  |  | GT
0 |  |  | GT
0 |  |  | GT
0 |  |  | GT
0 |  |  | GT
0 |  |  | GT
0 |  |  | GT
0 |  |  | GT
0 |  |  | GT
0 |  |  | GT
0 |  |  | GT
0 |  |  | GT
0 |  |  | GT
0 |  |  | GT
0 |  |  | GT
0 |  |  | GT
0 |  |  | GT
0 |  |  | GT
0 |  |  | GT
0 |  |  | GT
0 |  |  | GT
0 |  |  | GT
0 |  |  | GT
0 |  |  | GT
0 |  |  | GT
0 |  |  | GT
0 |  |  | GT
0 |  |  | GT
0 |  |  | GT
0 |  |  | GT
0 |  |  | GT
0 |  |  | GT
0 |  |  | GT
0 |  |  | GT
0 |  |  | GT
0 |  |  | GT
0 |  |  | GT
0 |  |  | GT
0 |  |  | GT
0 |  |  | GT
0 |  |  | GT
0 |  |  | GT
0 |  |  | GT
0 |  |  | GT
0 |  |  | GT
0 |  |  | GT
0 |  |  | GT
0 |  |  | GT
0 |  |  | GT
0 |  |  | GT
0 |  |  | GT
0 |  |  | GT
0 |  |  | GT
0 |  |  | GT
0 |  |  | GT
0 |  |  | GT
0 |  |  | GT
0 |  |  | GT
0 |  |  | GT
0 |  |  | GT
0 |  |  | GT
0 |  |  | GT
0 |  |  | GT
0 |  |  | GT
0 |  |  | GT
0 |  |  | GT
0 |  |  | GT
0 |  |  | GT
0 |  |  | GT
0 |  |  | GT
0 |  |  | GT
0 |  |  | GT
0 |  |  | GT
0 |  |  | GT
0 |  |  | GT
0 |  |  | GT
0 |  |  | GT
0 |  |  | GT
0 |  |  | GT
0 |  |  | GT
0 |  |  | GT
0 |  |  | GT
0 |  |  | GT
0 |  |  | GT
0 |  |  | GT
0 |  |  | GT
0 |  |  | GT
0 |  |  | GT
0 |  |  | GT
0 |  |  | GT
0 |  |  | GT
0 |  |  | GT
0 |  |  | GT
0 |  |  | GT
0 |  |  | GT
0 |  |  | GT
0 |  |  | GT
0 |  |  | GT
0 |  |  | GT
0 |  |  | GT
0 |  |  | GT
0 |  |  | GT
0 |  |  | GT
0 |  |  | GT
0 |  |  | GT
0 |  |  | GT
0 |  |  | GT
0 |  |  | GT
0 |  |  | GT
0 |  |  | GT
0 |  |  | GT
0 |  |  | GT
0 |  |  | GT
0 |  |  | GT
0 |  |  | GT
0 |  |  | GT
0 |  |  | GT
0 |  |  | GT
0 |  |  | GT
0 |  |  | GT
0 |  |  | GT
0 |  |  | GT
0 |  |  | GT
0 |  |  | GT
0 |  |  | GT
0 |  |  | GT
0 |  |  | GT
0 |  |  | GT
0 |  |  | GT
0 |  |  | GT
0 |  |  | GT
0 |  |  | GT
0 |  |  | GT
0 |  |  | GT
0 |  |  | GT
0 |  |  | GT
0 |  |  | GT
0 |  |  | GT
0 |  |  | GT
0 |  |  | GT
0 |  |  | GT
0 |  |  | GT
0 |  |  | GT
0 |  |  | GT
0 |  |  | GT
0 |  |  | GT
0 |  |  | GT
0 |  |  | GT
0 |  |  | GT
0 |  |  | GT
0 |  |  | GT
0 |  |  | GT
0 |  |  | GT
0 |  |  | GT
0 |  |  | GT
0 |  |  | GT
0 |  |  | GT
0 |  |  | GT
0 |  |  | GT
0 |  |  | GT
0 |  |  | GT
0 |  |  | GT
0 |  |  | GT
0 |  |  | GT
0 |  |  | GT
0 |  |  | GT
0 |  |  | GT
0 |  |  | GT
0 |  |  | GT
0 |  |  | GT
0 |  |  | GT
0 |  |  | GT
0 |  |  | GT
0 |  |  | GT
0 |  |  | GT
0 |  |  | GT
0 |  |  | GT
0 |  |  | GT
0 |  |  | GT
0 |  |  | GT
0 |  |  | GT
0 |  |  | GT
0 |  |  | GT
0 |  |  | GT
0 |  |  | GT
0 |  |  | GT
0 |  |  | GT
0 |  |  | GT
0 |  |  | GT
0 |  |  | GT
0 |  |  | GT
0 |  |  | GT
0 |  |  | GT
0 |  |  | GT
0 |  |  | GT
0 |  |  | GT
0 |  |  | GT
0 |  |  | GT
0 |  |  | GT
0 |  |  | GT
0 |  |  | GT
0 |  |  | GT
0 |  |  | GT
0 |  |  | GT
0 |  |  | GT
0 |  |  | GT
0 |  |  | GT
0 |  |  | GT
0 |  |  | GT
0 |  |  | GT
0 |  |  | GT
0 |  |  | GT
0 |  |  | GT
0 |  |  | GT
0 |  |  | GT
0 |  |  | GT
0 |  |  | GT
0 |  |  | GT
0 |  |  | GT
0 |  |  | GT
0 |  |  | GT
0 |  |  | GT
0 |  |  | GT
0 |  |  | GT
0 |  |  | GT
0 |  |  | GT
0 |  |  | GT
0 |  |  | GT
0 |  |  | GT
0 |  |  | GT
0 |  |  | GT
0 |  |  | GT
0 |  |  | GT
0 |  |  | GT
0 |  |  | GT
0 |  |  | GT
0 |  |  | GT
0 |  |  | GT
0 |  |  | GT
0 |  |  | GT
0 |  |  | GT
0 |  |  | GT
0 |  |  | GT
0 |  |  | GT
0 |  |  | GT
0 |  |  | GT
0 |  |  | GT
0 |  |  | GT
0 |  |  | GT
0 |  |  | GT
0 |  |  | GT
0 |  |  | GT
0 |  |  | GT
0 |  |  | GT
0 |  |  | GT
0 |  |  | GT
0 |  |  | GT
0 |  |  | GT
0 |  |  | GT
0 |  |  | GT
0 |  |  | GT
0 |  |  | GT
0 |  |  | GT
0 |  |  | GT
0 |  |  | GT
0 |  |  | GT
0 |  |  | GT
0 |  |  | GT
0 |  |  | GT
0 |  |  | GT
0 |  |  | GT
0 |  |  | GT
0 |  |  | GT
0 |  |  | GT
0 |  |  | GT
0 |  |  | GT
0 |  |  | GT
0 |  |  | GT
0 |  |  | GT
0 |  |  | GT
0 |  |  | GT
0 |  |  | GT
0 |  |  | GT
0 |  |  | GT
0 |  |  | GT
0 |  |  | GT
0 |  |  | GT
0 |  |  | GT
0 |  |  | GT
0 |  |  | GT
0 |  |  | GT
0 |  |  | GT
0 |  |  | GT
0 |  |  | GT
0 |  |  | GT
0 |  |  | GT
0 |  |  | GT
0 |  |  | GT
0 |  |  | GT
0 |  |  | GT
0 |  |  | GT
0 |  |  | GT
0 |  |  | GT
0 |  |  | GT
0 |  |  | GT
0 |  |  | GT
0 |  |  | GT
0 |  |  | GT
0 |  |  | GT
0 |  |  | GT
0 |  |  | GT
0 |  |  | GT
0 |  |  | GT
0 |  |  | GT
0 |  |  | GT
0 |  |  | GT
0 |  |  | GT
0 |  |  | GT
0 |  |  | GT
0 |  |  | GT
0 |  |  | GT
0 |  |  | GT
0 |  |  | GT
0 |  |  | GT
0 |  |  | GT
0 |  |  | GT
0 |  |  | GT
0 |  |  | GT
0 |  |  | GT
0 |  |  | GT
0 |  |  | GT
0 |  |  | GT
0 |  |  | GT
0 |  |  | GT
0 |  |  | GT
0 |  |  | GT
0 |  |  | GT
0 |  |  | GT
0 |  |  | GT
0 |  |  | GT
0 |  |  | GT
0 |  |  | GT
0 |  |  | GT
0 |  |  | GT
0 |  |  | GT
0 |  |  | GT
0 |  |  | GT
0 |  |  | GT
0 |  |  | GT
0 |  |  | GT
0 |  |  | GT
0 |  |  | GT
0 |  |  | GT
0 |  |  | GT
0 |  |  | GT
0 |  |  | GT
0 |  |  | GT
0 |  |  | GT
0 |  |  | GT
0 |  |  | GT
0 |  |  | GT
0 |  |  | GT
0 |  |  | GT
0 |  |  | GT
0 |  |  | GT
0 |  |  | GT
0 |  |  | GT
0 |  |  | GT
0 |  |  | GT
0 |  |  | GT
0 |  |  | GT
0 |  |  | GT
0 |  |  | GT
0 |  |  | GT
0 |  |  | GT
0 |  |  | GT
0 |  |  | GT
0 |  |  | GT
0 |  |  | GT
0 |  |  | GT
0 |  |  | GT
0 |  |  | GT
0 |  |  | GT
0 |  |  | GT
0 |  |  | GT
0 |  |  | GT
0 |  |  | GT
0 |  |  | GT
0 |  |  | GT
0 |  |  | GT
0 |  |  | GT
0 |  |  | GT
0 |  |  | GT
0 |  |  | GT
0 |  |  | GT
0 |  |  | GT
0 |  |  | GT
0 |  |  | GT
0 |  |  | GT
0 |  |  | GT
0 |  |  | GT
0 |  |  | GT
0 |  |  | GT
0 |  |  | GT
0 |  |  | GT
0 |  |  | GT
0 |  |  | GT
0 |  |  | GT
0 |  |  | GT
0 |  |  | GT
0 |  |  | GT
0 |  |  | GT
0 |  |  | GT
0 |  |  | GT
0 |  |  | GT
0 |  |  | GT
0 |  |  | GT
0 |  |  | GT
0 |  |  | GT
0 |  |  | GT
0 |  |  | GT
0 |  |  | GT
0 |  |  | GT
0 |  |  | GT
0 |  |  | GT
0 |  |  | GT
0 |  |  | GT
0 |  |  | GT
0 |  |  | GT
0 |  |  | GT
0 |  |  | GT
0 |  |  | GT
0 |  |  | GT
0 |  |  | GT
0 |  |  | GT
0 |  |  | GT
0 |  |  | GT
0 |  |  | GT
0 |  |  | GT
0 |  |  | GT
0 |  |  | GT
0 |  |  | GT
0 |  |  | GT
0 |  |  | GT
0 |  |  | GT
0 |  |  | GT
0 |  |  | GT
0 |  |  | GT
0 |  |  | GT
0 |  |  | GT
0 |  |  | GT
0 |  |  | GT
0 |  |  | GT
0 |  |  | GT
0 |  |  | GT
0 |  |  | GT
0 |  |  | GT
0 |  |  | GT
0 |  |  | GT
0 |  |  | GT
0 |  |  | GT
0 |  |  | GT
0 |  |  | GT
0 |  |  | GT
0 |  |  | GT
0 |  |  | GT
0 |  |  | GT
0 |  |  | GT
0 |  |  | GT
0 |  |  | GT
0 |  |  | GT
0 |  |  | GT
0 |  |  | GT
0 |  |  | GT
0 |  |  | GT
0 |  |  | GT
0 |  |  | GT
0 |  |  | GT
0 |  |  | GT
0 |  |  | GT
0 |  |  | GT
0 |  |  | GT
0 |  |  | GT
0 |  |  | GT
0 |  |  | GT
0 |  |  | GT
0 |  |  | GT
0 |  |  | GT
0 |  |  | GT
0 |  |  | GT
0 |  |  | GT
0 |  |  | GT
0 |  |  | GT
0 |  |  | GT
0 |  |  | GT
0 |  |  | GT
0 |  |  | GT
0 |  |  | GT
0 |  |  | GT
0 |  |  | GT
0 |  |  | GT
0 |  |  | GT
0 |  |  | GT
0 |  |  | GT
0 |  |  | GT
0 |  |  | GT
0 |  |  | GT
0 |  |  | GT
0 |  |  | GT
0 |  |  | GT
0 |  |  | GT
0 |  |  | GT
0 |  |  | GT
0 |  |  | GT
0 |  |  | GT
0 |  |  | GT
0 |  |  | GT
0 |  |  | GT
0 |  |  | GT
0 |  |  | GT
0 |  |  | GT
0 |  |  | GT
0 |  |  | GT
0 |  |  | GT
0 |  |  | GT
0 |  |  | GT
0 |  |  | GT
0 |  |  | GT
0 |  |  | GT
0 |  |  | GT
0 |  |  | GT
0 |  |  | GT
0 |  |  | GT
0 |  |  | GT
0 |  |  | GT
0 |  |  | GT
0 |  |  | GT
0 |  |  | GT
0 |  |  | GT
0 |  |  | GT
0 |  |  | GT
0 |  |  | GT
0 |  |  | GT
0 |  |  | GT
0 |  |  | GT
0 |  |  | GT
0 |  |  | GT
0 |  |  | GT
0 |  |  | GT
0 |  |  | GT
0 |  |  | GT
0 |  |  | GT
0 |  |  | GT
0 |  |  | GT
0 |  |  | GT
0 |  |  | GT
0 |  |  | GT
0 |  |  | GT
0 |  |  | GT
0 |  |  | GT
0 |  |  | GT
0 |  |  | GT
0 |  |  | GT
0 |  |  | GT
0 |  |  | GT
0 |  |  | GT
0 |  |  | GT
0 |  |  | GT
0 |  |  | GT
0 |  |  | GT
0 |  |  | GT
0 |  |  | GT
0 |  |  | GT
0 |  |  | GT
0 |  |  | GT
0 |  |  | GT
0 |  |  | GT
0 |  |  | GT
0 |  |  | GT
0 |  |  | GT
0 |  |  | GT
0 |  |  | GT
0 |  |  | GT
0 |  |  | GT
0 |  |  | GT
0 |  |  | GT
0 |  |  | GT
0 |  |  | GT
0 |  |  | GT
0 |  |  | GT
0 |  |  | GT
0 |  |  | GT
0 |  |  | GT
0 |  |  | GT
0 |  |  | GT
0 |  |  | GT
0 |  |  | GT
0 |  |  | GT
0 |  |  | GT
0 |  |  | GT
0 |  |  | GT
0 |  |  | GT
0 |  |  | GT
0 |  |  | GT
0 |  |  | GT
0 |  |  | GT
0 |  |  | GT
0 |  |  | GT
0 |  |  | GT
0 |  |  | GT
0 |  |  | GT
0 |  |  | GT
0 |  |  | GT
0 |  |  | GT
0 |  |  | GT
0 |  |  | GT
0 |  |  | GT
0 |  |  | GT
0 |  |  | GT
0 |  |  | GT
0 |  |  | GT
0 |  |  | GT
0 |  |  | GT
0 |  |  | GT
0 |  |  | GT
0 |  |  | GT
0 |  |  | GT
0 |  |  | GT
0 |  |  | GT
0 |  |  | GT
0 |  |  | GT
0 |  |  | GT
0 |  |  | GT
0 |  |  | GT
0 |  |  | GT
0 |  |  | GT
0 |  |  | GT
0 |  |  | GT
0 |  |  | GT
0 |  |  | GT
0 |  |  | GT
0 |  |  | GT
0 |  |  | GT
0 |  |  | GT
0 |  |  | GT
0 |  |  | GT
0 |  |  | GT
0 |  |  | GT
0 |  |  | GT
0 |  |  | GT
0 |  |  | GT
0 |  |  | GT
0 |  |  | GT
0 |  |  | GT
0 |  |  | GT
0 |  |  | GT
0 |  |  | GT
0 |  |  | GT
0 |  |  | GT
0 |  |  | GT
0 |  |  | GT
0 |  |  | GT
0 |  |  | GT
0 |  |  | GT
0 |  |  | GT
0 |  |  | GT
0 |  |  | GT
0 |  |  | GT
0 |  |  | GT
0 |  |  | GT
0 |  |  | GT
0 |  |  | GT
0 |  |  | GT
0 |  |  | GT
0 |  |  | GT
0 |  |  | GT
0 |  |  | GT
0 |  |  | GT
0 |  |  | GT
0 |  |  | GT
0 |  |  | GT
0 |  |  | GT
0 |  |  | GT
0 |  |  | GT
0 |  |  | GT
0 |  |  | GT
0 |  |  | GT
0 |  |  | GT
0 |  |  | GT
0 |  |  | GT
0 |  |  | GT
0 |  |  | GT
0 |  |  | GT
0 |  |  | GT
0 |  |  | GT
0 |  |  | GT
0 |  |  | GT
0 |  |  | GT
0 |  |  | GT
0 |  |  | GT
0 |  |  | GT
0 |  |  | GT
0 |  |  | GT
0 |  |  | GT
0 |  |  | GT
0 |  |  | GT
0 |  |  | GT
0 |  |  | GT
0 |  |  | GT
0 |  |  | GT
0 |  |  | GT
0 |  |  | GT
0 |  |  | GT
0 |  |  | GT
0 |  |  | GT
0 |  |  | GT
0 |  |  | GT
0 |  |  | GT
0 |  |  | GT
0 |  |  | GT
0 |  |  | GT
0 |  |  | GT
0 |  |  | GT
0 |  |  | GT
0 |  |  | GT
0 |  |  | GT
0 |  |  | GT
0 |  |  | GT
0 |  |  | GT
0 |  |  | GT
0 |  |  | GT
0 |  |  | GT
0 |  |  | GT
0 |  |  | GT
0 |  |  | GT
0 |  |  | GT
0 |  |  | GT
0 |  |  | GT
0 |  |  | GT
0 |  |  | GT
0 |  |  | GT
0 |  |  | GT
0 |  |  | GT
0 |  |  | GT
0 |  |  | GT
0 |  |  | GT
0 |  |  | GT
0 |  |  | GT
0 |  |  | GT
0 |  |  | GT
0 |  |  | GT
0 |  |  | GT
0 |  |  | GT
0 |  |  | GT
0 |  |  | GT
0 |  |  | GT
0 |  |  | GT
0 |  |  | GT
0 |  |  | GT
0 |  |  | GT
0 |  |  | GT
0 |  |  | GT
0 |  |  | GT
0 |  |  | GT
0 |  |  | GT
0 |  |  | GT
0 |  |  | GT
0 |  |  | GT
0 |  |  | GT
0 |  |  | GT
0 |  |  | GT
0 |  |  | GT
0 |  |  | GT
0 |  |  | GT
0 |  |  | GT
0 |  |  | GT
0 |  |  | GT
0 |  |  | GT
0 |  |  | GT
0 |  |  | GT
0 |  |  | GT
0 |  |  | GT
0 |  |  | GT
0 |  |  | GT
0 |  |  | GT
0 |  |  | GT
0 |  |  | GT
0 |  |  | GT
0 |  |  | GT
0 |  |  | GT
0 |  |  | GT
0 |  |  | GT
0 |  |  | GT
0 |  |  | GT
0 |  |  | GT
0 |  |  | GT
0 |  |  | GT
0 |  |  | GT
0 |  |  | GT
0 |  |  | GT
0 |  |  | GT
0 |  |  | GT
0 |  |  | GT
0 |  |  | GT
0 |  |  | GT
0 |  |  | GT
0 |  |  | GT
0 |  |  | GT
0 |  |  | GT
0 |  |  | GT
0 |  |  | GT
0 |  |  | GT
0 |  |  | GT
0 |  |  | GT
0 |  |  | GT
0 |  |  | GT
0 |  |  | GT
0 |  |  | GT
0 |  |  | GT
0 |  |  | GT
0 |  |  | GT
0 |  |  | GT
0 |  |  | GT
0 |  |  | GT
0 |  |  | GT
0 |  |  | GT
0 |  |  | GT
0 |  |  | GT
0 |  |  | GT
0 |  |  | GT
0 |  |  | GT
0 |  |  | GT
0 |  |  | GT
0 |  |  | GT
0 |  |  | GT
0 |  |  | GT
0 |  |  | GT
0 |  |  | GT
0 |  |  | GT
0 |  |  | GT
0 |  |  | GT
0 |  |  | GT
0 |  |  | GT
0 |  |  | GT
0 |  |  | GT
0 |  |  | GT
0 |  |  | GT
0 |  |  | GT
0 |  |  | GT
0 |  |  | GT
0 |  |  | GT
0 |  |  | GT
0 |  |  | GT
0 |  |  | GT
0 |  |  | GT
0 |  |  | GT
0 |  |  | GT
0 |  |  | GT
0 |  |  | GT
0 |  |  | GT
0 |  |  | GT
0 |  |  | GT
0 |  |  | GT
0 |  |  | GT
0 |  |  | GT
0 |  |  | GT
0 |  |  | GT
0 |  |  | GT
0 |  |  | GT
0 |  |  | GT
0 |  |  | GT
0 |  |  | GT
0 |  |  | GT
0 |  |  | GT
0 |  |  | GT
0 |  |  | GT
0 |  |  | GT
0 |  |  | GT
0 |  |  | GT
0 |  |  | GT
0 |  |  | GT
0 |  |  | GT
0 |  |  | GT
0 |  |  | GT
0 |  |  | GT
0 |  |  | GT
0 |  |  | GT
0 |  |  | GT
0 |  |  | GT
0 |  |  | GT
0 |  |  | GT
0 |  |  | GT
0 |  |  | GT
0 |  |  | GT
0 |  |  | GT
0 |  |  | GT
0 |  |  | GT
0 |  |  | GT
0 |  |  | GT
0 |  |  | GT
0 |  |  | GT
0 |  |  | GT
0 |  |  | GT
0 |  |  | GT
0 |  |  | GT
0 |  |  | GT
0 |  |  | GT
0 |  |  | GT
0 |  |  | GT
0 |  |  | GT
0 |  |  | GT
0 |  |  | GT
0 |  |  | GT
0 |  |  | GT
0 |  |  | GT
0 |  |  | GT
0 |  |  | GT
0 |  |  | GT
0 |  |  | GT
0 |  |  | GT
0 |  |  | GT
0 |  |  | GT
0 |  |  | GT
0 |  |  | GT
0 |  |  | GT
0 |  |  | GT
0 |  |  | GT
0 |  |  | GT
0 |  |  | GT
0 |  |  | GT
0 |  |  | GT
0 |  |  | GT
0 |  |  | GT
0 |  |  | GT
0 |  |  | GT
0 |  |  | GT
0 |  |  | GT
0 |  |  | GT
0 |  |  | GT
0 |  |  | GT
0 |  |  | GT
0 |  |  | GT
0 |  |  | GT
0 |  |  | GT
0 |  |  | GT
0 |  |  | GT
0 |  |  | GT
0 |  |  | GT
0 |  |  | GT
0 |  |  | GT
0 |  |  | GT
0 |  |  | GT
0 |  |  | GT
0 |  |  | GT
0 |  |  | GT
0 |  |  | GT
0 |  |  | GT
0 |  |  | GT
0 |  |  | GT
0 |  |  | GT
0 |  |  | GT
0 |  |  | GT
0 |  |  | GT
0 |  |  | GT
0 |  |  | GT
0 |  |  | GT
0 |  |  | GT
0 |  |  | GT
0 |  |  | GT
0 |  |  | GT
0 |  |  | GT
0 |  |  | GT
0 |  |  | GT
0 |  |  | GT
0 |  |  | GT
0 |  |  | GT
0 |  |  | GT
0 |  |  | GT
0 |  |  | GT
0 |  |  | GT
0 |  |  | GT
0 |  |  | GT
0 |  |  | GT
0 |  |  | GT
0 |  |  | GT
0 |  |  | GT
0 |  |  | GT
0 |  |  | GT
0 |  |  | GT
0 |  |  | GT
0 |  |  | GT
0 |  |  | GT
0 |  |  | GT
0 |  |  | GT
0 |  |  | GT
0 |  |  | GT
0 |  |  | GT
0 |  |  | GT
0 |  |  | GT
0 |  |  | GT
0 |  |  | GT
0 |  |  | GT
0 |  |  | GT
0 |  |  | GT
0 |  |  | GT
0 |  |  | GT
0 |  |  | GT
0 |  |  | GT
0 |  |  | GT
0 |  |  | GT
0 |  |  | GT
0 |  |  | GT
0 |  |  | GT
0 |  |  | GT
0 |  |  | GT
0 |  |  | GT
0 |  |  | GT
0 |  |  | GT
0 |  |  | GT
0 |  |  | GT
0 |  |  | GT
0 |  |  | GT
0 |  |  | GT
0 |  |  | GT
0 |  |  | GT
0 |  |  | GT
0 |  |  | GT
0 |  |  | GT
0 |  |  | GT
0 |  |  | GT
0 |  |  | GT
0 |  |  | GT
0 |  |  | GT
0 |  |  | GT
0 |  |  | GT
0 |  |  | GT
0 |  |  | GT
0 |  |  | GT
0 |  |  | GT
0 |  |  | GT
0 |  |  | GT
0 |  |  | GT
0 |  |  | GT
0 |  |  | GT
0 |  |  | GT
0 |  |  | GT
0 |  |  | GT
0 |  |  | GT
0 |  |  | GT
0 |  |  | GT
0 |  |  | GT
0 |  |  | GT
0 |  |  | GT
0 |  |  | GT
0 |  |  | GT
0 |  |  | GT
0 |  |  | GT
0 |  |  | GT
0 |  |  | GT
0 |  |  | GT
0 |  |  | GT
0 |  |  | GT
0 |  |  | GT
0 |  |  | GT
0 |  |  | GT
0 |  |  | GT
0 |  |  | GT
0 |  |  | GT
0 |  |  | GT
0 |  |  | GT
0 |  |  | GT
0 |  |  | GT
0 |  |  | GT
0 |  |  | GT
0 |  |  | GT
0 |  |  | GT
0 |  |  | GT
0 |  |  | GT
0 |  |  | GT
0 |  |  | GT
0 |  |  | GT
0 |  |  | GT
0 |  |  | GT
0 |  |  | GT
0 |  |  | GT
0 |  |  | GT
0 |  |  | GT
0 |  |  | GT
0 |  |  | GT
0 |  |  | GT
0 |  |  | GT
0 |  |  | GT
0 |  |  | GT
0 |  |  | GT
0 |  |  | GT
0 |  |  | GT
0 |  |  | GT
0 |  |  | GT
0 |  |  | GT
0 |  |  | GT
0 |  |  | GT
0 |  |  | GT
0 |  |  | GT
0 |  |  | GT
0 |  |  | GT
0 |  |  | GT
0 |  |  | GT
0 |  |  | GT
0 |  |  | GT
0 |  |  | GT
0 |  |  | GT
0 |  |  | GT
0 |  |  | GT
0 |  |  | GT
0 |  |  | GT
0 |  |  | GT
0 |  |  | GT
0 |  |  | GT
0 |  |  | GT
0 |  |  | GT
0 |  |  | GT
0 |  |  | GT
0 |  |  | GT
0 |  |  | GT
0 |  |  | GT
0 |  |  | GT
0 |  |  | GT
0 |  |  | GT
0 |  |  | GT
0 |  |  | GT
0 |  |  | GT
0 |  |  | GT
0 |  |  | GT
0 |  |  | GT
0 |  |  | GT
0 |  |  | GT
0 |  |  | GT
0 |  |  | GT
0 |  |  | GT
0 |  |  | GT
0 |  |  | GT
0 |  |  | GT
0 |  |  | GT
0 |  |  | GT
0 |  |  | GT
0 |  |  | GT
0 |  |  | GT
0 |  |  | GT
0 |  |  | GT
0 |  |  | GT
0 |  |  | GT
0 |  |  | GT
0 |  |  | GT
0 |  |  | GT
0 |  |  | GT
0 |  |  | GT
0 |  |  | GT
0 |  |  | GT
0 |  |  | GT
0 |  |  | GT
0 |  |  | GT
0 |  |  | GT
0 |  |  | GT
0 |  |  | GT
0 |  |  | GT
0 |  |  | GT
0 |  |  | GT
0 |  |  | GT
0 |  |  | GT
0 |  |  | GT
0 |  |  | GT
0 |  |  | GT
0 |  |  | GT
0 |  |  | GT
0 |  |  | GT
0 |  |  | GT
0 |  |  | GT
0 |  |  | GT
0 |  |  | GT
0 |  |  | GT
0 |  |  | GT
0 |  |  | GT
0 |  |  | GT
0 |  |  | GT
0 |  |  | GT
0 |  |  | GT
0 |  |  | GT
0 |  |  | GT
0 |  |  | GT
0 |  |  | GT
0 |  |  | GT
0 |  |  | GT
0 |  |  | GT
0 |  |  | GT
0 |  |  | GT
0 |  |  | GT
0 |  |  | GT
0 |  |  | GT
0 |  |  | GT
0 |  |  | GT
0 |  |  | GT
0 |  |  | GT
0 |  |  | GT
0 |  |  | GT
0 |  |  | GT
0 |  |  | GT
0 |  |  | GT
0 |  |  | GT
0 |  |  | GT
0 |  |  | GT
0 |  |  | GT
0 |  |  | GT
0 |  |  | GT
0 |  |  | GT
0 |  |  | GT
0 |  |  | GT
0 |  |  | GT
0 |  |  | GT
0 |  |  | GT
0 |  |  | GT
0 |  |  | GT
0 |  |  | GT
0 |  |  | GT
0 |  |  | GT
0 |  |  | GT
0 |  |  | GT
0 |  |  | GT
0 |  |  | GT
0 |  |  | GT
0 |  |  | GT
0 |  |  | GT
0 |  |  | GT
0 |  |  | GT
0 |  |  | GT
0 |  |  | GT
0 |  |  | GT
0 |  |  | GT
0 |  |  | GT
0 |  |  | GT
0 |  |  | GT
0 |  |  | GT
0 |  |  | GT
0 |  |  | GT
0 |  |  | GT
0 |  |  | GT
0 |  |  | GT
0 |  |  | GT
0 |  |  | GT
0 |  |  | GT
0 |  |  | GT
0 |  |  | GT
0 |  |  | GT
0 |  |  | GT
0 |  |  | GT
0 |  |  | GT
0 |  |  | GT
0 |  |  | GT
0 |  |  | GT
0 |  |  | GT
0 |  |  | GT
0 |  |  | GT
0 |  |  | GT
0 |  |  | GT
0 |  |  | GT
0 |  |  | GT
0 |  |  | GT
0 |  |  | GT
0 |  |  | GT
0 |  |  | GT
0 |  |  | GT
0 |  |  | GT
0 |  |  | GT
0 |  |  | GT
0 |  |  | GT
0 |  |  | GT
0 |  |  | GT
0 |  |  | GT
0 |  |  | GT
0 |  |  | GT
0 |  |  | GT
0 |  |  | GT
0 |  |  | GT
0 |  |  | GT
0 |  |  | GT
0 |  |  | GT
0 |  |  | GT
0 |  |  | GT
0 |  |  | GT
0 |  |  | GT
0 |  |  | GT
0 |  |  | GT
0 |  |  | GT
0 |  |  | GT
0 |  |  | GT
0 |  |  | GT
0 |  |  | GT
0 |  |  | GT
0 |  |  | GT
0 |  |  | GT
0 |  |  | GT
0 |  |  | GT
0 |  |  | GT
0 |  |  | GT
0 |  |  | GT
0 |  |  | GT
0 |  |  | GT
0 |  |  | GT
0 |  |  | GT
0 |  |  | GT
0 |  |  | GT
0 |  |  | GT
0 |  |  | GT
0 |  |  | GT
0 |  |  | GT
0 |  |  | GT
0 |  |  | GT
0 |  |  | GT
0 |  |  | GT
0 |  |  | GT
0 |  |  | GT
0 |  |  | GT
0 |  |  | GT
0 |  |  | GT
0 |  |  | GT
0 |  |  | GT
0 |  |  | GT
0 |  |  | GT
0 |  |  | GT
0 |  |  | GT
0 |  |  | GT
0 |  |  | GT
0 |  |  | GT
0 |  |  | GT

## Mapping
ID | Description | Aggregate unit
000 | Blank | EA
001 | Asphalt/Concrete Surface | EA
002 | Backfill Material | EA
003 | Bedding & Pipe Cover Material | EA
004 | Tubing Tray & Fittings | LF
005 | Ductwork Insulation | LF
006 | DWV Fittings | EA
007 | Equipment Insulation | LF
008 | Field Mounted Instruments | EA
009 | Fire Protection | EA
010 | Flat Sawing/Coring | EA
011 | Hangers/Supports | EA
012 | Hardware | EA
013 | Hospital Equipment | EA
014 | Hospital Fixtures | EA
015 | HVAC Equipment | EA
016 | HVAC Specialty | EA
017 | Joints | EA
018 | Markers & Tags | EA
019 | Nipples | EA
020 | Nondestructive Inspection | EA
021 | Pipe | LF
022 | Pipe Sleeve | EA
023 | Pipe, Valve & Fitting Insulation | LF
024 | Plumbing Equipment | EA
025 | Plumbing Specialty | EA
026 | Pressure Fittings | EA
027 | Refrigeration | EA
028 | Stairway, Ladders, Handrail & Misc Steel | EA
029 | Strainer | EA
030 | Structual Shapes | EA
031 | Treatment Plant Equipment | EA
032 | Tubing | LF
033 | Valve | EA
034 | Tubing Connection | EA
035 | I&C Testing | EA
100 | Generator | EA
110 | Switchboards/Switchgear | EA
120 | MCC | EA
130 | UPS | EA
140 | Panels / Load Centers | EA
150 | Transformers | EA
160 | Disconnects | EA
170 | Fuses | EA
180 | Busway | LF
190 | Furnished By Others | EA
200 | Outlet Boxes | EA
210 | Box Mounts | EA
220 | Box rings/extensions | EA
230 | Box Covers | EA
240 | Pull /Junction Boxes | EA
250 | Mounts/Handling/Labels | EA
260 | Branch Conduit | LF
270 | Branch Conduit Fittings | EA
280 | Feeder Conduit | LF
290 | Feeder Conduit Fittings | EA
300 | Conduit Straps | EA
310 | Hardware/Anchors | EA
320 | Conduit Seal/Flash | EA
330 | Cables/Cords | LF
340 | Branch Wire #14 #12 #10 | LF
350 | Feeder Wire #8 & Larger | LF
360 | Wire Accessories | EA
370 | Lugs/Terminations | EA
380 | Motor Connections | EA
389 | Power Testing | EA
390 | Devices | EA
400 | Device Plates | EA
410 | Explosion Proof Equipment | EA
420 | Wireway/Cable Tray | LF
430 | Wiremold | LF
440 | Lighting Fixtures | EA
450 | Fixture Mounts | EA
460 | Lighting Control | EA
470 | Fixture Accessories | EA
480 | Lamps | EA
490 | Fire Alarm Devices | EA
495 | Sound & PA | EA
496 | A/V Devices | EA
500 | Security Devices | EA
510 | Nurse Call Devices | EA
511 | Clock Devices | EA
519 | LV - Other | EA
520 | Heating Ventilation | EA
530 | Demolition | EA
531 | Rework | EA
540 | Drill/Cut/Core | EA
550 | Underground/Civil Work | EA
560 | Grounding | EA
570 | Communication Cables | LF
580 | Communications jacks/devices/plates | EA
590 | Patch Panels | EA
600 | Communications Accessories | EA
610 | Communications Racks/Accessories | EA
620 | Controls | EA
621 | Control Devices | EA
622 | Control Panels | EA
629 | Controls Testing | EA
630 | Temporary | EA
640 | Alternative Energy | EA
650 | Equipment & Tools | EA
660 | HV Equipment | EA
901 | Misc Electrical - Undefined | EA
902 | Misc Controls - Undefined | EA
903 | Misc Instruments - Undefined | EA
Source Column | Target Column | Source Value | Target Value | Transformation
{N/A} | RowLevel | NOT MAPPED | 0 | Value = 0
Group By |  |  |  | UNMAPPED
Attributes |  | #10 Black |  | UNMAPPED
Item Description | Description | Wire THHN / T90 - Copper | Wire THHN / T90 - Copper | Value = Value
Qty | Quantity | 363 | 363 | Value = Value
{N/A} | QuantityUnit | NOT MAPPED | LF | LookupUnit
Shop Qty |  |  |  | UNMAPPED
Price U |  | M |  | UNMAPPED
Price |  | 201.74 |  | UNMAPPED
Disc. |  |  |  | UNMAPPED
Cost |  | 201.74 |  | UNMAPPED
Vendor Price |  |  |  | UNMAPPED
Cost Adj % |  | 76.549 |  | UNMAPPED
Net Cost |  | 356.17 |  | UNMAPPED
Total Mat. $ | Material | 129.29 | 129.29 | Value = Value
Mat(%) |  |  |  | UNMAPPED
Mat. Cond. |  | Normal |  | UNMAPPED
Labor U |  | M |  | UNMAPPED
Field Labor |  | 9.5 |  | UNMAPPED
Field Labor Adj % |  |  |  | UNMAPPED
Total Field Labor |  | 3.449 |  | UNMAPPED
Shop Labor |  |  |  | UNMAPPED
Total Shop Labor |  |  |  | UNMAPPED
Total Labor | Hours | 3.449 | 3.449 | Value = Value
Lab(%) |  |  |  | UNMAPPED
Labor Cond. |  | Normal |  | UNMAPPED
Manufacturer |  | Generic |  | UNMAPPED
Price Code |  | 98010523000 |  | UNMAPPED
Catalog # |  | THHN-10-STR-BLK-500S |  | UNMAPPED
Discount Group |  |  |  | UNMAPPED
Vendor |  |  |  | UNMAPPED
Vendor Code |  |  |  | UNMAPPED
Vendor Note |  |  |  | UNMAPPED
Cost Code 1 (Labor) | Cost Code 1 (Labor) | 20 ¦¦ Wire & Cable Pulling | 20 ¦ Wire & Cable Pulling | SUBSTITUTE(Value, " ¦¦ "," ¦ ")
Cost Code 2 (Material) | Cost Code 2 (Material) | 210 ¦¦ Building Wire | 210 ¦ Building Wire | SUBSTITUTE(Value, " ¦¦ "," ¦ ")
Cost Code 3 (Review) | Cost Code 3 (Review) | 340 ¦¦ Branch Wire #14 #12 #10 | 340 ¦ Branch Wire #14 #12 #10 | SUBSTITUTE(Value, " ¦¦ "," ¦ ")
Cost Code 4 (Labor) |  | 2005 ¦¦ Wire #8 & Below - Single |  | UNMAPPED
Cost Code 5 |  |  |  | UNMAPPED
Cost Code 6 (BOM) |  | 2010 ¦¦ Wires / Cables / Cords |  | UNMAPPED
Cost Code 7 (Briggs) |  | 020-220-00 ¦¦ BRANCH WIRE #6 - |  | UNMAPPED
Cost Code 8 (Owen Material) |  | 2000 ¦¦ Wire & Cable |  | UNMAPPED
Price Date |  | 1/22/2021 |  | UNMAPPED
ERP System Code |  |  |  | UNMAPPED
System | System | ¦¦ POWER | POWER ¦ | SUBSTITUTE("Value", " ¦¦ ","") & " ¦ "
Takeoff Task | Takeoff Task | ¦¦ POWER: BRANCH WIRING/DEVICES | POWER: BRANCH WIRING/DEVICES | SUBSTITUTE("Value", " ¦¦ ","") & " ¦ "
{N/A} | Group by Grand total | NOT MAPPED | GT | Value = 'GT'

## Default thumbnail
Use the Insert Pictures ribbon button to insert a single image to be used as the default thumbnail image for the project. Use the Name Box field in the upper left to name the image.

## Thumbnails
Use the Insert Pictures ribbon button to insert one or more images to be used as non-default thumbnail images for the project. Use the Name Box field in the upper left to name the image.

## Other images
Use the Insert Pictures ribbon button to insert one or more images to be used as non-thumbnail images for the project. Use the Name Box field in the upper left to name the image.

## Project currency rates (hidden)
Use this sheet to enter any project specific currency exchange rates (column D). Do not edit any other information on this sheet. The system will use any rates it finds in column D. When there is no rate in column D, the system default exchange rate is used.
System exchange rates based on <project date label> of <project date>.
From currency | To currency | System rate | Project override
Note on A5: ISO code of currency to convert from
Note on B5: ISO code of currency to convert to
Note on C5: System default exchange rate
Note on D5: Project specific exchange rate, overrides the system rate

## Data (hidden)
Editing the values on this sheet is not supported.
Boolean_YesNo
No
Yes
Boolean_TrueFalse
False
True
4ce4d3af87124c06982d9e9a0a881577
Chemical
Commercial
Data Centers
Education
Energy
Food & Beverage
Government
Healthcare
Industrial
Labs/Research
Microelectronics
Pharmaceutical
Pulp & Paper
d5a43f2bb40c4869a3f342bbd2406a1b
Electrical
Hygienic
Mechanical HVAC
Process Services
530c98fd9dbd4b5081d810903924b210
Apex
Charlotte
Raleigh
050c60ba87c34f4dbd341e0bad448d8b
Design-Assist
Design-Build
Plan & Spec
b8853502872e40cc93085ec4c04f2d76
Lump Sum
Time & Material
Budget
debd5ea891314879887d6ad64ca94b64
Yes
No
a1d42a1a174548db91ff8931ebb23ce2
Amos
Brumfield
Carrier
Carroll
Conner
Cunningham
Davis
Gastellum
Hall
Harper
Henry
Jasinski
Jennings
Langley
Lassalle
Laureano
Messenger
Polovin
Romano
Schakel
Scott
Trogden
Weisenburn
1b9da958917349588d60af6f03c6766b
Amos
Brumfield
Carrier
Carroll
Conner
Cunningham
Davis
Gastellum
Hall
Harper
Henry
Jasinski
Jennings
Langley
Lassalle
Laureano
Messenger
Polovin
Romano
Schakel
Scott
Trogden
Weisenburn
02f5d2dd39e04df0b4c973ef977aeabd
Amos
Brumfield
Carrier
Carroll
Conner
Cunningham
Davis
Gastellum
Hall
Harper
Henry
Jasinski
Jennings
Langley
Lassalle
Laureano
Messenger
Polovin
Romano
Schakel
Scott
Trogden
Weisenburn
d47832895e6d43a599fae44374fb3abe
NC-Raleigh
NC-Charlotte
Unit
$ cost/MH
$/CFM
$/CY
$/DFL Mhrs
$/EACH
$/Fitting Qty
$/LB
$/LF
$/MH
$/Pipe Qty
$/Rental $
$/SF
$/TON
CFM
CY
DAY
DIA INCH
EA
Feet
INCH
LBS
LF
LS
MH
MH/CY
MH/FTG
MH/INST
MH/LB
MH/LF
MH/TON
MH/VALVE
MH/WELD
SF
TONS
GBGT::GBGT
GT ¦ Grand total
b6dd0edf-9c18-483e-ba44-73cd5e567e82::b6dd0edf-9c18-483e-ba44-73cd5e567e82
1 ¦ Direct Labor
2 ¦ Indirect Labor
3 ¦ Labor Burdens
4 ¦ Contract Labor
5 ¦ Other Indirects
6 ¦ Material
7 ¦ Major Equipment
8 ¦ Subcontractors & Tech Services
9 ¦ Per Diem
Z ¦ Below the Line
8f6e68ed-b313-4c84-a9e1-ccd74bf77ba8::8f6e68ed-b313-4c84-a9e1-ccd74bf77ba8
DC ¦ Direct job cost
JO ¦ Job overhead
JP ¦ Job profit
OT ¦ Other
eb6aa7f2-8291-4d01-84fe-0b5259ca16f5::eb6aa7f2-8291-4d01-84fe-0b5259ca16f5
000 ¦ Blank
001 ¦ Asphalt/Concrete Surface
002 ¦ Backfill Material
003 ¦ Bedding & Pipe Cover Material
004 ¦ Tubing Tray & Fittings
005 ¦ Ductwork Insulation
006 ¦ DWV Fittings
007 ¦ Equipment Insulation
008 ¦ Field Mounted Instruments
009 ¦ Fire Protection
010 ¦ Flat Sawing/Coring
011 ¦ Hangers/Supports
012 ¦ Hardware
013 ¦ Hospital Equipment
014 ¦ Hospital Fixtures
015 ¦ HVAC Equipment
016 ¦ HVAC Specialty
017 ¦ Joints
018 ¦ Markers & Tags
019 ¦ Nipples
020 ¦ Nondestructive Inspection
021 ¦ Pipe
022 ¦ Pipe Sleeve
023 ¦ Pipe, Valve & Fitting Insulation
024 ¦ Plumbing Equipment
025 ¦ Plumbing Specialty
026 ¦ Pressure Fittings
027 ¦ Refrigeration
028 ¦ Stairway, Ladders, Handrail & Misc Steel
029 ¦ Strainer
030 ¦ Structual Shapes
031 ¦ Treatment Plant Equipment
032 ¦ Tubing
033 ¦ Valve
034 ¦ Tubing Connection
035 ¦ I&C Testing
100 ¦ Generator
110 ¦ Switchboards/Switchgear
120 ¦ MCC
130 ¦ UPS
140 ¦ Panels / Load Centers
150 ¦ Transformers
160 ¦ Disconnects
170 ¦ Fuses
180 ¦ Busway
190 ¦ Furnished By Others
200 ¦ Outlet Boxes
210 ¦ Box Mounts
220 ¦ Box rings/extensions
230 ¦ Box Covers
240 ¦ Pull /Junction Boxes
250 ¦ Mounts/Handling/Labels
260 ¦ Branch Conduit
270 ¦ Branch Conduit Fittings
280 ¦ Feeder Conduit
290 ¦ Feeder Conduit Fittings
300 ¦ Conduit Straps
310 ¦ Hardware/Anchors
320 ¦ Conduit Seal/Flash
330 ¦ Cables/Cords
340 ¦ Branch Wire #14 #12 #10
350 ¦ Feeder Wire #8 & Larger
360 ¦ Wire Accessories
370 ¦ Lugs/Terminations
380 ¦ Motor Connections
389 ¦ Power Testing
390 ¦ Devices
400 ¦ Device Plates
410 ¦ Explosion Proof Equipment
420 ¦ Wireway/Cable Tray
430 ¦ Wiremold
440 ¦ Lighting Fixtures
450 ¦ Fixture Mounts
460 ¦ Lighting Control
470 ¦ Fixture Accessories
480 ¦ Lamps
490 ¦ Fire Alarm Devices
495 ¦ Sound & PA
496 ¦ A/V Devices
500 ¦ Security Devices
510 ¦ Nurse Call Devices
511 ¦ Clock Devices
519 ¦ LV - Other
520 ¦ Heating Ventilation
530 ¦ Demolition
531 ¦ Rework
540 ¦ Drill/Cut/Core
550 ¦ Underground/Civil Work
560 ¦ Grounding
570 ¦ Communication Cables
580 ¦ Communications jacks/devices/plates
590 ¦ Patch Panels
600 ¦ Communications Accessories
610 ¦ Communications Racks/Accessories
620 ¦ Controls
621 ¦ Control Devices
622 ¦ Control Panels
629 ¦ Controls Testing
630 ¦ Temporary
640 ¦ Alternative Energy
650 ¦ Equipment & Tools
660 ¦ HV Equipment
901 ¦ Misc Electrical - Undefined
902 ¦ Misc Controls - Undefined
903 ¦ Misc Instruments - Undefined
ac8fa2a0-68f3-47fc-80db-af529727538f::ac8fa2a0-68f3-47fc-80db-af529727538f
00 ¦ Common Tasks
10 ¦ Roughing-In
20 ¦ Wire & Cable Pulling
30 ¦ Electrical Equipment
50 ¦ Lighting
60 ¦ Devices
90 ¦ Miscellaneous
6093a791-0b59-41c7-a693-cda1acdf47e0::6093a791-0b59-41c7-a693-cda1acdf47e0
050 ¦ Hardware
110 ¦ Conduits / Fittings / Boxes
160 ¦ Specialty Wire & Cable Systems
210 ¦ Building Wire
290 ¦ Miscellaneous Wire & Cable Pulling
310 ¦ Distribution Equipment
390 ¦ Terminations
510 ¦ Luminaires & Accessories
610 ¦ Wiring Devices
650 ¦ Device Wallplates
930 ¦ Testing & Documentation
01704727-d357-4dc5-8fbd-540b5beec447::01704727-d357-4dc5-8fbd-540b5beec447
Demolition ¦
Grounding ¦
I&C ¦
Lighting ¦
LV Systems ¦
No System ¦
Power ¦
Power Dist ¦
Specialty Work ¦
Temp Power/Light ¦
8a4be58d-e054-4478-b31f-769f0a0d0b67::8a4be58d-e054-4478-b31f-769f0a0d0b67
Demolition: General ¦
Demolition: Grounding ¦
Demolition: I&C ¦
Demolition: Lighting ¦
Demolition: LV Systems ¦
Demolition: Power ¦
Demolition: Power Dist ¦
Demolition: Specialty Work ¦
Demolition: Temp Power/Light ¦
Grounding: Equipment ¦
Grounding: Interior Bldg ¦
Grounding: Isolated ¦
Grounding: Lightning Prot ¦
Grounding: Site ¦
I&C: BAS/BMS/HVAC ¦
I&C: Control Panels ¦
I&C: EMS ¦
I&C: Network ¦
I&C: Other ¦
I&C: Process ¦
I&C: Trays & Wireways ¦
I&C: UMS ¦
Lighting: Branch Wiring/Devices ¦
Lighting: Fixtures ¦
Lighting: Lighting Controls/Devices ¦
LV Systems: A/V ¦
LV Systems: Access ¦
LV Systems: Antenna ¦
LV Systems: Area of Rescue ¦
LV Systems: CCTV ¦
LV Systems: Clock ¦
LV Systems: Ductbanks ¦
LV Systems: Evac ¦
LV Systems: Fire Alarm ¦
LV Systems: Nurse Call ¦
LV Systems: Other ¦
LV Systems: P/A ¦
LV Systems: Suppression ¦
LV Systems: Tele/Data ¦
LV Systems: Trays & Wireways ¦
LV Systems: Vesda/Smoke ¦
No Takeoff Task ¦
Power Dist: 600V Feeders ¦
Power Dist: 600V Gear ¦
Power Dist: Bus Duct ¦
Power Dist: Ductbanks ¦
Power Dist: MV Feeders ¦
Power Dist: MV Gear ¦
Power Dist: Trays & Wireways ¦
Power: Branch Wiring/Devices ¦
Power: Heat Trace ¦
Power: HVAC Power/Connections ¦
Power: Process Power/Connections ¦
Power: Trays & Wireways ¦
Specialty Work: Cold Rooms ¦
Specialty Work: Conveyors ¦
Specialty Work: Filling / Packaging ¦
Specialty Work: Other ¦
Specialty Work: Ovens ¦
Specialty Work: Process Skids ¦
Temp Power/Light: Building ¦
Temp Power/Light: Equipment ¦
Temp Power/Light: Site ¦
Temp Power/Light: Trailer ¦

## Template (hidden)
Instructions:
To alter the formatting for exported values update the formatting in column B for the desired type of cell.
Ensure the name for the cell in column B is not changed and is not removed.
Project value formatting
Group header | Header
Label | Label
Value | Value
Unit / currency | Unit/Curr
Comment | Comment
Required value indicator | *
Item value formatting
Column header | Item Column Header
Unit / currency column header | Item Unit/Curr Header
String value | Item string value
Numeric value | Item numeric value
Unit / currency value | Item unit/curr value
Rate value formatting
Label | USD
System rate value | 1.01
Rate value | 1.05
Misc value formatting
Calculated value | 0
Calculated value (unit / currency)