## tblAdditionalInfo (hidden)
tblAdditionalInfo | clmnApplicationName | clmnApplicationVersion | clmnProjectID | clmnJobID | clmnJobNumber | clmnJobName | clmnSupplierPricingCompanyBranchIDColName | clmnSupplierPricingVendorNameColName | clmnJobContextType | clmnIsImperial
| enest | 2.16.0.847 | 3636 | 3801 | 24-0625-196197 | 24-0625 P&G Swing Road Project X | -1 |  | Estimate | TRUE

## tblTabsOrder (hidden)
clmnControlName | clmnControlParentName | clmnControlType | clmnControlTableName | clmnControlHasGrouping | clmnControlIsVisible | clmnControlReadOnlyColorColName | clmnProtectSheetData | clmnMetaDataTableName | clmnExcelSheetName
Extension | m_ExtensionCtrl | HorizontalGrid | Extension_ExportData | TRUE | TRUE | -131360 | FALSE | Extension_MetaData | Extension

## Extension_MetaData (hidden)
clmnDBColumnName | clmnUIColumnName | clmnColumnDataType | clmnColumnFormat | clmnIsColumnHidden | clmnIsColumnLocked | clmnTemplateColumnIndex
clmnGroupingValue | Group By | System.String |  | FALSE | FALSE | -1
Sizes | Attributes | System.String |  | FALSE | TRUE | 0
ItemDescription | Item Description | System.String |  | FALSE | FALSE | 1
Quantity | Qty | System.Decimal | ###,###,###,##0.000 | FALSE | TRUE | 2
ShopQuantity | Shop Qty | System.Decimal | ###,###,###,##0.000 | FALSE | TRUE | 3
PriceUnitID | Price U | System.String |  | FALSE | TRUE | 4
TradePrice | Price | System.Decimal | ###,###,###,##0.00 | FALSE | FALSE | 5
Discount | Disc. | System.Decimal | ###,###,###,##0.000 | FALSE | FALSE | 6
Cost | Cost | System.Decimal | ###,###,###,##0.00 | FALSE | TRUE | 7
SupplierPrice | Vendor Price | System.Decimal | ###,###,###,##0.00 | FALSE | TRUE | 8
MaterialAdjustmentPct | Cost Adj % | System.Decimal | ###,###,###,##0.000 | FALSE | FALSE | 9
NetCost | Net Cost | System.Decimal | ###,###,###,##0.00 | FALSE | FALSE | 10
TotalMaterial | Total Mat. $ | System.Decimal | ###,###,###,##0.00 | FALSE | TRUE | 11
TotalMaterialPct | Mat(%) | System.Decimal | ###,###,###,##0.00 | FALSE | TRUE | 12
PriceConditionID | Mat. Cond. | System.String |  | FALSE | FALSE | 13
LaborUnitID | Labor U | System.String |  | FALSE | TRUE | 14
LaborHoursField | Field Labor | System.Decimal | ###,###,###,##0.000 | FALSE | FALSE | 15
FieldLaborAdjPct | Field Labor Adj % | System.Decimal | ###,###,###,##0.000 | FALSE | FALSE | 16
TotalFieldHours | Total Field Labor | System.Decimal | ###,###,###,##0.000 | FALSE | TRUE | 17
LaborHoursShop | Shop Labor | System.Decimal | ###,###,###,##0.000 | FALSE | TRUE | 18
TotalShopHours | Total Shop Labor | System.Decimal | ###,###,###,##0.000 | FALSE | TRUE | 19
TotalHours | Total Labor | System.Decimal | ###,###,###,##0.000 | FALSE | TRUE | 20
TotalHoursPct | Lab(%) | System.Decimal | ###,###,###,##0.000 | FALSE | TRUE | 21
LaborConditionID | Labor Cond. | System.String |  | FALSE | TRUE | 22
ManufacturerName | Manufacturer | System.String |  | FALSE | TRUE | 23
PriceCode | Price Code | System.String |  | FALSE | TRUE | 24
CatalogNumber | Catalog # | System.String |  | FALSE | TRUE | 25
JobDiscountGroupName | Discount Group | System.String |  | FALSE | TRUE | 26
SupplierName | Vendor | System.String |  | FALSE | TRUE | 27
DistributorCode | Vendor Code | System.String |  | FALSE | TRUE | 28
SupplierNotes | Vendor Note | System.String |  | FALSE | TRUE | 29
SortCode1ID | Cost Code 1 (Labor) | System.String |  | FALSE | FALSE | 30
SortCode2ID | Cost Code 2 (Material) | System.String |  | FALSE | FALSE | 31
SortCode3ID | Cost Code 3 (Review) | System.String |  | FALSE | FALSE | 32
SortCode4ID | Cost Code 4 (Labor) | System.String |  | FALSE | FALSE | 33
SortCode5ID | Cost Code 5 | System.String |  | FALSE | FALSE | 34
SortCode6ID | Cost Code 6 (BOM) | System.String |  | FALSE | FALSE | 35
SortCode7ID | Cost Code 7 (Briggs) | System.String |  | FALSE | FALSE | 36
SortCode8ID | Cost Code 8 (Owen Material) | System.String |  | FALSE | FALSE | 37
TradeDate | Price Date | System.DateTime |  | FALSE | TRUE | 38
ERPSystemCode | ERP System Code | System.String |  | FALSE | TRUE | 39
Spool | System | System.String |  | FALSE | TRUE | 40
System | Takeoff Task | System.String |  | FALSE | TRUE | 41

## Extension
Group By | Attributes | Item Description | Qty | Shop Qty | Price U | Price | Disc. | Cost | Vendor Price | Cost Adj % | Net Cost | Total Mat. $ | Mat(%) | Mat. Cond. | Labor U | Field Labor | Field Labor Adj % | Total Field Labor | Shop Labor | Total Shop Labor | Total Labor | Lab(%) | Labor Cond. | Manufacturer | Price Code | Catalog # | Discount Group | Vendor | Vendor Code | Vendor Note | Cost Code 1 (Labor) | Cost Code 2 (Material) | Cost Code 3 (Review) | Cost Code 4 (Labor) | Cost Code 5 | Cost Code 6 (BOM) | Cost Code 7 (Briggs) | Cost Code 8 (Owen Material) | Price Date | ERP System Code | System | Takeoff Task
System: ¦¦ POWER | [11 empty] | 41967.29 | 13.32 |  |  |  |  | 549.185 |  | 0 | 549.186 | 11.479
-Takeoff Task: ¦¦ POWER: PROCESS POWER/CONNECTIONS | [11 empty] | 41967.29 | 100 |  |  |  |  | 549.185 |  | 0 | 549.186 | 100
--Cost Code 3 (Review): | [11 empty] | 0 | 0 |  |  |  |  | 0 |  | 0 | 0 | 0
| #8 | Pounds of Copper - THHN - Stranded (For Reference) | 52.446 |  | M | [8 empty] | No Cost | M | [7 empty] | No Labor | Generic | [12 empty] | 020-220-00 ¦¦ BRANCH WIRE #6 - | 4000 ¦¦ Wire & Cable Accessories | 7/5/2024 |  | ¦¦ POWER | ¦¦ POWER: PROCESS POWER/CONNECTIONS
--Cost Code 3 (Review): 140 ¦¦ Panels / Load Centers | [11 empty] | 64.34 | 0.15 |  |  |  |  | 1.066 |  | 0 | 1.066 | 0.194
| 20A 1P | Breaker - 250V Bolt-On Standard 10k AIC | 2 |  | E | 39.8 |  | 39.8 | 32.17 |  | 32.17 | 64.34 |  | Normal | E | 0.533 |  | 1.066 |  |  | 1.066 |  | Normal | SQUARE D | 78590141672 | QOB120 |  | CAPITAL ELECTRIC SUPPLY |  |  | 30 ¦¦ Electrical Equipment | 310 ¦¦ Distribution Equipment | 140 ¦¦ Panels / Load Centers | 3010 ¦¦ Panelboards |  | 1040 ¦¦ Gear / Switchgear / Switchboards / MCC's / Panels | 031-310-00 ¦¦ SWITCHGEAR, PANELS, & DISC. | 10000 ¦¦ Distribution | 7/19/2023 |  | ¦¦ POWER | ¦¦ POWER: PROCESS POWER/CONNECTIONS
--Cost Code 3 (Review): 240 ¦¦ Pull /Junction Boxes | [11 empty] | 2060 | 4.91 |  |  |  |  | 8.316 |  | 0 | 8.316 | 1.514
| 20" H x 16" W x 6" D | Junction Box Continuous Hinged Cover w/ Data Pocket NEMA 12 - Painted Steel | 4 |  | E | 594 |  | 594 | 415.44 | 23.965 | 515 | 2060 |  | Normal | E | 2.079 |  | 8.316 |  |  | 8.316 |  | Normal | nVent | 78351028030 | A201606LP |  | BORDER STATES ELECTRIC |  |  | 10 ¦¦ Roughing-In | 110 ¦¦ Conduits / Fittings / Boxes | 240 ¦¦ Pull /Junction Boxes | 1555 ¦¦ J-Boxes/Pull Boxes |  | 3010 ¦¦ Misc | 015-140-00 ¦¦ O/H FEEDER CONDUITS 1-1/2 + & MC #4 + | 5000 ¦¦ Boxes & Cabinets | 3/20/2024 |  | ¦¦ POWER | ¦¦ POWER: PROCESS POWER/CONNECTIONS
--Cost Code 3 (Review): 260 ¦¦ Branch Conduit | [11 empty] | 1764.29 | 4.2 |  |  |  |  | 31.515 |  | 0 | 31.515 | 5.738
| 3/4" | Conduit - RMC Galvanized 10' Lengths | 200 |  | C | 843.02 |  | 843.02 | 317.35 |  | 317.35 | 634.7 |  | Normal | C | 9.225 |  | 18.45 |  |  | 18.45 |  | Normal | GALV. RIGID CONDUIT IMC & EMT | 98001000102 | 3/4-GALV-STEEL |  | CAPITAL ELECTRIC SUPPLY | USA Code |  | 10 ¦¦ Roughing-In | 110 ¦¦ Conduits / Fittings / Boxes | 260 ¦¦ Branch Conduit | 1016 ¦¦ Conduit RIGID 1" & Below |  | 3030 ¦¦ Raceways & Fittings | 015-220-00 ¦¦ O/H BRANCH CONDUITS 1-1/4"- & MC #6 - | 1000 ¦¦ Conduit & Fittings | 5/15/2024 |  | ¦¦ POWER | ¦¦ POWER: PROCESS POWER/CONNECTIONS
| 3/4" | Conduit - RMC Stainless Steel 316 10' Lengths | 111.62 |  | C | 650.33 |  | 650.33 | 416.21 | 143.146 | 1012 | 1129.59 |  | Normal | C | 11.705 |  | 13.065 |  |  | 13.065 |  | Normal | PATRIOT INDUSTRIES-STEEL ALUMINU | 81297302211 | 304SS1-034 |  | Average Market Price |  |  | 10 ¦¦ Roughing-In | 110 ¦¦ Conduits / Fittings / Boxes | 260 ¦¦ Branch Conduit | 1016 ¦¦ Conduit RIGID 1" & Below |  | 3030 ¦¦ Raceways & Fittings | 015-220-00 ¦¦ O/H BRANCH CONDUITS 1-1/4"- & MC #6 - | 1000 ¦¦ Conduit & Fittings | 4/7/2021 |  | ¦¦ POWER | ¦¦ POWER: PROCESS POWER/CONNECTIONS
--Cost Code 3 (Review): 270 ¦¦ Branch Conduit Fittings | [11 empty] | 1431.34 | 3.41 |  |  |  |  | 20.513 |  | 0 | 20.513 | 3.735
| 3/4" | Connector - RMC Threaded Hub Galvanized | 2 |  | C | 1302.96 | 25 | 977.22 | 664.2 |  | 664.2 | 13.28 |  | Normal | C | 71.75 |  | 1.435 |  |  | 1.435 |  | Normal | EATON CROUSE-HINDS | 78473110004 | ST-2 |  | CAPITAL ELECTRIC SUPPLY |  |  | 10 ¦¦ Roughing-In | 110 ¦¦ Conduits / Fittings / Boxes | 270 ¦¦ Branch Conduit Fittings | 1016 ¦¦ Conduit RIGID 1" & Below |  | 3030 ¦¦ Raceways & Fittings | 015-220-00 ¦¦ O/H BRANCH CONDUITS 1-1/4"- & MC #6 - | 1000 ¦¦ Conduit & Fittings | 5/18/2022 |  | ¦¦ POWER | ¦¦ POWER: PROCESS POWER/CONNECTIONS
| 3/4" | Connector - RMC Threaded Hub Stainless Steel 316 | 3 |  | E | 91.92 |  | 91.92 | 65.92 | -39.32 | 40 | 120 |  | Normal | C | 23.25 |  | 0.698 |  |  | 0.698 |  | Normal | ATKORE - CALPIPE | 84765600149 | S60700LT00 |  | Average Market Price |  |  | 10 ¦¦ Roughing-In | 110 ¦¦ Conduits / Fittings / Boxes | 270 ¦¦ Branch Conduit Fittings | 1016 ¦¦ Conduit RIGID 1" & Below |  | 3030 ¦¦ Raceways & Fittings | 015-220-00 ¦¦ O/H BRANCH CONDUITS 1-1/4"- & MC #6 - | 1000 ¦¦ Conduit & Fittings | 7/19/2023 |  | ¦¦ POWER | ¦¦ POWER: PROCESS POWER/CONNECTIONS
| 3/4" | LB Conduit Body - RMC Galvanized w/ Cover & Gasket (Up to 2") | 6 |  | E | 28.36 |  | 28.36 | 27.12 |  | 27.12 | 162.72 |  | Normal | E | 0.974 |  | 5.844 |  |  | 5.844 |  | Normal | EATON CROUSE-HINDS | 78227414106 | LB27-CG |  | Average Market Price |  |  | 10 ¦¦ Roughing-In | 110 ¦¦ Conduits / Fittings / Boxes | 270 ¦¦ Branch Conduit Fittings | 1016 ¦¦ Conduit RIGID 1" & Below |  | 3030 ¦¦ Raceways & Fittings | 015-220-00 ¦¦ O/H BRANCH CONDUITS 1-1/4"- & MC #6 - | 1000 ¦¦ Conduit & Fittings | 5/18/2022 |  | ¦¦ POWER | ¦¦ POWER: PROCESS POWER/CONNECTIONS
| 3/4" | LB Conduit Body - RMC Stainless Steel 316 w/ Cover & Gasket (Up to 4") | 4 |  | E | 224.91 |  | 224.91 | 155.92 | -38.43 | 96 | 384 |  | Normal | E | 0.98 |  | 3.921 |  |  | 3.921 |  | Normal | ATKORE - CALPIPE | 84765600094 | S60700LB00 |  | Average Market Price |  |  | 10 ¦¦ Roughing-In | 110 ¦¦ Conduits / Fittings / Boxes | 270 ¦¦ Branch Conduit Fittings | 1016 ¦¦ Conduit RIGID 1" & Below |  | 3030 ¦¦ Raceways & Fittings | 015-220-00 ¦¦ O/H BRANCH CONDUITS 1-1/4"- & MC #6 - | 1000 ¦¦ Conduit & Fittings | 12/14/2021 |  | ¦¦ POWER | ¦¦ POWER: PROCESS POWER/CONNECTIONS
| 1" to 1/2" | Reducer Bushing Male to Female - Stainless Steel 316 | 8 |  | C | 6610 |  | 6610 | 4601.46 | -37.085 | 2895 | 231.6 |  | Normal | C | 14.963 |  | 1.197 |  |  | 1.197 |  | Normal | ATKORE - CALPIPE | 84765600183 | S61000FB05 |  | Average Market Price |  |  | 10 ¦¦ Roughing-In | 110 ¦¦ Conduits / Fittings / Boxes | 270 ¦¦ Branch Conduit Fittings | 1010 ¦¦ Conduit EMT 1" & Below |  | 3030 ¦¦ Raceways & Fittings | 015-220-00 ¦¦ O/H BRANCH CONDUITS 1-1/4"- & MC #6 - | 1000 ¦¦ Conduit & Fittings | 7/19/2023 |  | ¦¦ POWER | ¦¦ POWER: PROCESS POWER/CONNECTIONS
| 3/4" | Sealing Fitting w/ Drain Female - Aluminum | 2 |  | E | 105 |  | 105 | 88.74 |  | 88.74 | 177.48 |  | Normal | E | 0.923 |  | 1.845 |  |  | 1.845 |  | Normal | EATON CROUSE-HINDS | 78227427562 | EYD2-SA |  | Average Market Price |  |  | 10 ¦¦ Roughing-In | 110 ¦¦ Conduits / Fittings / Boxes | 270 ¦¦ Branch Conduit Fittings | 1016 ¦¦ Conduit RIGID 1" & Below |  | 3030 ¦¦ Raceways & Fittings | 015-220-00 ¦¦ O/H BRANCH CONDUITS 1-1/4"- & MC #6 - | 1000 ¦¦ Conduit & Fittings | 5/18/2022 |  | ¦¦ POWER | ¦¦ POWER: PROCESS POWER/CONNECTIONS
| 3/4" | Union (Erickson) Coupling - RMC Galvanized | 1.116 |  | C | 2282.76 | 35 | 1483.79 | 1445.54 |  | 1445.54 | 16.13 |  | Halted | C | 108.781 |  | 1.214 |  |  | 1.214 |  | Normal | THOMAS & BETTS | 78621000676 | 676 |  | CAPITAL ELECTRIC SUPPLY |  |  | 10 ¦¦ Roughing-In | 110 ¦¦ Conduits / Fittings / Boxes | 270 ¦¦ Branch Conduit Fittings | 1016 ¦¦ Conduit RIGID 1" & Below |  | 3030 ¦¦ Raceways & Fittings | 015-220-00 ¦¦ O/H BRANCH CONDUITS 1-1/4"- & MC #6 - | 1000 ¦¦ Conduit & Fittings | 2/21/2023 |  | ¦¦ POWER | ¦¦ POWER: PROCESS POWER/CONNECTIONS
| 3/4" | Measure Cut & Thread Labor - RMC Galvanized | 7 |  | C | [8 empty] | No Cost | C | 31.071 |  | 2.175 |  |  | 2.175 |  | Normal | Generic | [6 empty] | 10 ¦¦ Roughing-In | 110 ¦¦ Conduits / Fittings / Boxes | 270 ¦¦ Branch Conduit Fittings | 1016 ¦¦ Conduit RIGID 1" & Below |  | 3030 ¦¦ Raceways & Fittings | 015-220-00 ¦¦ O/H BRANCH CONDUITS 1-1/4"- & MC #6 - | 1000 ¦¦ Conduit & Fittings | 12/31/1899 |  | ¦¦ POWER | ¦¦ POWER: PROCESS POWER/CONNECTIONS
| 3/4" | Field Cut Knockout Labor | 5 |  | E | [8 empty] | No Cost | E | [7 empty] | Normal | Generic | [6 empty] | 10 ¦¦ Roughing-In | 110 ¦¦ Conduits / Fittings / Boxes | 270 ¦¦ Branch Conduit Fittings | 1010 ¦¦ Conduit EMT 1" & Below |  | 3030 ¦¦ Raceways & Fittings | 015-220-00 ¦¦ O/H BRANCH CONDUITS 1-1/4"- & MC #6 - | 1000 ¦¦ Conduit & Fittings | 12/31/1899 |  | ¦¦ POWER | ¦¦ POWER: PROCESS POWER/CONNECTIONS
|  | 1/2" Drain Type 4X Not Group A | 4 |  | E | 92.68 |  | 92.68 | 81.53 |  | 81.53 | 326.12 |  | Normal | E | 0.546 |  | 2.184 |  |  | 2.184 |  | Normal | EATON CROUSE-HINDS | 66227605577 | ECD1-N4D |  | Average Market Price |  |  | 10 ¦¦ Roughing-In | 110 ¦¦ Conduits / Fittings / Boxes | 270 ¦¦ Branch Conduit Fittings | 1016 ¦¦ Conduit RIGID 1" & Below |  | 3030 ¦¦ Raceways & Fittings | 015-220-00 ¦¦ O/H BRANCH CONDUITS 1-1/4"- & MC #6 - | 1000 ¦¦ Conduit & Fittings | 5/18/2022 |  | ¦¦ POWER | ¦¦ POWER: PROCESS POWER/CONNECTIONS
--Cost Code 3 (Review): 280 ¦¦ Feeder Conduit | [11 empty] | 12924.88 | 30.8 |  |  |  |  | 135.45 |  | 0 | 135.45 | 24.664
| 1-1/4" | Conduit - LFMC Aluminum Gray | 30 |  | C | 1336 |  | 1336 | 1265.76 | -30 | 886.03 | 265.81 |  | Normal | C | 15.75 |  | 4.725 |  |  | 4.725 |  | Normal | ELECTRI FLEX | 78267344102 | 44102 |  | Average Market Price |  |  | 10 ¦¦ Roughing-In | 110 ¦¦ Conduits / Fittings / Boxes | 280 ¦¦ Feeder Conduit | 1514 ¦¦ Conduit ALU 1-1/4" TO 2" |  | 3030 ¦¦ Raceways & Fittings | 015-220-00 ¦¦ O/H BRANCH CONDUITS 1-1/4"- & MC #6 - | 1000 ¦¦ Conduit & Fittings | 10/20/2021 |  | ¦¦ POWER | ¦¦ POWER: PROCESS POWER/CONNECTIONS
| 1-1/4" | Conduit - RMC Galvanized 10' Lengths | 500 |  | C | 2011.78 |  | 2011.78 | 792.35 |  | 792.35 | 3961.75 |  | Normal | C | 12.6 |  | 63 |  |  | 63 |  | Normal | GALV. RIGID CONDUIT IMC & EMT | 98001000104 | 1-1/4-GALV-STEEL |  | CAPITAL ELECTRIC SUPPLY | USA Code |  | 10 ¦¦ Roughing-In | 110 ¦¦ Conduits / Fittings / Boxes | 280 ¦¦ Feeder Conduit | 1516 ¦¦ Conduit RIGID 1-1/4" TO 2" |  | 3030 ¦¦ Raceways & Fittings | 015-220-00 ¦¦ O/H BRANCH CONDUITS 1-1/4"- & MC #6 - | 1000 ¦¦ Conduit & Fittings | 5/15/2024 |  | ¦¦ POWER | ¦¦ POWER: PROCESS POWER/CONNECTIONS
| 1-1/4" | Conduit - RMC Stainless Steel 316 10' Lengths | 410 |  | C | 1427.74 |  | 1427.74 | 913.75 | 129.822 | 2100 | 8610 |  | Normal | C | 15.75 |  | 64.575 |  |  | 64.575 |  | Normal | PATRIOT INDUSTRIES-STEEL ALUMINU | 81297302213 | 304SS1-114 |  | Average Market Price |  |  | 10 ¦¦ Roughing-In | 110 ¦¦ Conduits / Fittings / Boxes | 280 ¦¦ Feeder Conduit | 1516 ¦¦ Conduit RIGID 1-1/4" TO 2" |  | 3030 ¦¦ Raceways & Fittings | 015-220-00 ¦¦ O/H BRANCH CONDUITS 1-1/4"- & MC #6 - | 1000 ¦¦ Conduit & Fittings | 5/31/2017 |  | ¦¦ POWER | ¦¦ POWER: PROCESS POWER/CONNECTIONS
| 1-1/2" x 12" | Nipple - RMC Galvanized | 4 |  | C | 7356 |  | 7356 | 2182.9 |  | 2182.9 | 87.32 |  | Normal | C | 78.75 |  | 3.15 |  |  | 3.15 |  | Normal | CONDUIT COUPLINGS, ELBOWS, & ACC | 98002000531 | 1-1/2X12-GALV-NIP |  | CAPITAL ELECTRIC SUPPLY | USA Code |  | 10 ¦¦ Roughing-In | 110 ¦¦ Conduits / Fittings / Boxes | 280 ¦¦ Feeder Conduit | 1516 ¦¦ Conduit RIGID 1-1/4" TO 2" |  | 3030 ¦¦ Raceways & Fittings | 015-140-00 ¦¦ O/H FEEDER CONDUITS 1-1/2 + & MC #4 + | 1000 ¦¦ Conduit & Fittings | 12/10/2023 |  | ¦¦ POWER | ¦¦ POWER: PROCESS POWER/CONNECTIONS
--Cost Code 3 (Review): 290 ¦¦ Feeder Conduit Fittings | [11 empty] | 6751.31 | 16.09 |  |  |  |  | 96.813 |  | 0 | 96.813 | 17.628
| 1-1/4" | Connector - Liquidtight BULLET | 12 |  | C | 2986.01 | 49 | 1522.87 | 865.03 | 200 | 2595.09 | 311.41 |  | Normal | C | 47.25 |  | 5.67 |  |  | 5.67 |  | Normal | EATON CROUSE-HINDS | 78456431125 | LTB125 |  | CAPITAL ELECTRIC SUPPLY | USA Code |  | 10 ¦¦ Roughing-In | 110 ¦¦ Conduits / Fittings / Boxes | 290 ¦¦ Feeder Conduit Fittings | 1510 ¦¦ Conduit EMT 1-1/4" TO 2" |  | 3030 ¦¦ Raceways & Fittings | 015-220-00 ¦¦ O/H BRANCH CONDUITS 1-1/4"- & MC #6 - | 1000 ¦¦ Conduit & Fittings | 5/18/2022 |  | ¦¦ POWER | ¦¦ POWER: PROCESS POWER/CONNECTIONS
| 1-1/4" | Connector - RMC Threaded Hub Galvanized | 8 |  | C | 2003.18 | 25 | 1502.39 | 1021.16 |  | 1021.16 | 81.69 |  | Normal | C | 107.1 |  | 8.568 |  |  | 8.568 |  | Normal | EATON CROUSE-HINDS | 78473110006 | ST4 |  | CAPITAL ELECTRIC SUPPLY |  |  | 10 ¦¦ Roughing-In | 110 ¦¦ Conduits / Fittings / Boxes | 290 ¦¦ Feeder Conduit Fittings | 1516 ¦¦ Conduit RIGID 1-1/4" TO 2" |  | 3030 ¦¦ Raceways & Fittings | 015-220-00 ¦¦ O/H BRANCH CONDUITS 1-1/4"- & MC #6 - | 1000 ¦¦ Conduit & Fittings | 5/18/2022 |  | ¦¦ POWER | ¦¦ POWER: PROCESS POWER/CONNECTIONS
| 1-1/4" | Connector - RMC Threaded Hub Stainless Steel 316 | 8 |  | E | 138.07 |  | 138.07 | 105.78 | -44.224 | 59 | 472 |  | Normal | C | 31.5 |  | 2.52 |  |  | 2.52 |  | Normal | ATKORE - CALPIPE | 84765600151 | S61200LT00 |  | Average Market Price |  |  | 10 ¦¦ Roughing-In | 110 ¦¦ Conduits / Fittings / Boxes | 290 ¦¦ Feeder Conduit Fittings | 1516 ¦¦ Conduit RIGID 1-1/4" TO 2" |  | 3030 ¦¦ Raceways & Fittings | 015-220-00 ¦¦ O/H BRANCH CONDUITS 1-1/4"- & MC #6 - | 1000 ¦¦ Conduit & Fittings | 7/19/2023 |  | ¦¦ POWER | ¦¦ POWER: PROCESS POWER/CONNECTIONS
| 1-1/4" | Insulating Bushing - EMT | 4 |  | C | 108.28 | 8 | 99.62 | 99.46 |  | 99.46 | 3.98 |  | Normal | C | 6.143 |  | 0.246 |  |  | 0.246 |  | Normal | ARLINGTON INDUSTRIES | 01899712225 | EMT125 |  | CAPITAL ELECTRIC SUPPLY |  |  | 10 ¦¦ Roughing-In | 110 ¦¦ Conduits / Fittings / Boxes | 290 ¦¦ Feeder Conduit Fittings | 1510 ¦¦ Conduit EMT 1-1/4" TO 2" |  | 3030 ¦¦ Raceways & Fittings | 015-220-00 ¦¦ O/H BRANCH CONDUITS 1-1/4"- & MC #6 - | 1000 ¦¦ Conduit & Fittings | 7/13/2022 |  | ¦¦ POWER | ¦¦ POWER: PROCESS POWER/CONNECTIONS
| 1-1/4" | Coupling - RMC Galvanized | 12 |  | C | 2134 |  | 2134 | 540.4 |  | 540.4 | 64.85 |  | Normal | C | [7 empty] | No Labor | CONDUIT COUPLINGS, ELBOWS, & ACC | 98002000134 | 1-1/4-GALV-CPLG |  | CAPITAL ELECTRIC SUPPLY | USA Code |  | 10 ¦¦ Roughing-In | 110 ¦¦ Conduits / Fittings / Boxes | 290 ¦¦ Feeder Conduit Fittings | 1516 ¦¦ Conduit RIGID 1-1/4" TO 2" |  | 3030 ¦¦ Raceways & Fittings | 015-220-00 ¦¦ O/H BRANCH CONDUITS 1-1/4"- & MC #6 - | 1000 ¦¦ Conduit & Fittings | 12/10/2023 |  | ¦¦ POWER | ¦¦ POWER: PROCESS POWER/CONNECTIONS
| 1-1/4" | Coupling - RMC Stainless Steel 316 | 18 |  | C | 8899 |  | 8899 | 6467.96 | -22.974 | 4982 | 896.76 |  | Normal | C | [7 empty] | Normal | ATKORE - CALPIPE | 84765600169 | S61200CP00 |  | Average Market Price |  |  | 10 ¦¦ Roughing-In | 110 ¦¦ Conduits / Fittings / Boxes | 290 ¦¦ Feeder Conduit Fittings | 1516 ¦¦ Conduit RIGID 1-1/4" TO 2" |  | 3030 ¦¦ Raceways & Fittings | 015-220-00 ¦¦ O/H BRANCH CONDUITS 1-1/4"- & MC #6 - | 1000 ¦¦ Conduit & Fittings | 7/19/2023 |  | ¦¦ POWER | ¦¦ POWER: PROCESS POWER/CONNECTIONS
| 1-1/4" | LB Conduit Body - RMC Galvanized (Up to 4") | 4 |  | E | 43.55 | 50 | 21.78 | 18.92 |  | 18.92 | 75.68 |  | Normal | E | 1.575 |  | 6.3 |  |  | 6.3 |  | Normal | EATON CROUSE-HINDS | 78227451450 | LB47 |  | CAPITAL ELECTRIC SUPPLY |  |  | 10 ¦¦ Roughing-In | 110 ¦¦ Conduits / Fittings / Boxes | 290 ¦¦ Feeder Conduit Fittings | 1516 ¦¦ Conduit RIGID 1-1/4" TO 2" |  | 3030 ¦¦ Raceways & Fittings | 015-220-00 ¦¦ O/H BRANCH CONDUITS 1-1/4"- & MC #6 - | 1000 ¦¦ Conduit & Fittings | 5/18/2022 |  | ¦¦ POWER | ¦¦ POWER: PROCESS POWER/CONNECTIONS
| 1-1/2" | LB Conduit Body - RMC Stainless Steel 316 w/ Cover & Gasket (Up to 4") | 6 |  | E | 440.04 |  | 440.04 | 402.33 | -53.272 | 188 | 1128 |  | Normal | E | 2.048 |  | 12.288 |  |  | 12.288 |  | Normal | ATKORE - CALPIPE | 84765600096 | S61500LB00 |  | Average Market Price |  |  | 10 ¦¦ Roughing-In | 110 ¦¦ Conduits / Fittings / Boxes | 290 ¦¦ Feeder Conduit Fittings | 1516 ¦¦ Conduit RIGID 1-1/4" TO 2" |  | 3030 ¦¦ Raceways & Fittings | 015-140-00 ¦¦ O/H FEEDER CONDUITS 1-1/2 + & MC #4 + | 1000 ¦¦ Conduit & Fittings | 3/15/2023 |  | ¦¦ POWER | ¦¦ POWER: PROCESS POWER/CONNECTIONS
| 1-1/2" | T Conduit Body - RMC Stainless Steel 316 w/ Cover & Gasket | 8 |  | E | 485.02 |  | 485.02 | 364.91 | -43.274 | 207 | 1656 |  | Normal | E | 2.756 |  | 22.048 |  |  | 22.048 |  | Normal | ATKORE - CALPIPE | 84765600105 | S61500TE00 |  | Average Market Price |  |  | 10 ¦¦ Roughing-In | 110 ¦¦ Conduits / Fittings / Boxes | 290 ¦¦ Feeder Conduit Fittings | 1516 ¦¦ Conduit RIGID 1-1/4" TO 2" |  | 3030 ¦¦ Raceways & Fittings | 015-140-00 ¦¦ O/H FEEDER CONDUITS 1-1/2 + & MC #4 + | 1000 ¦¦ Conduit & Fittings | 12/14/2021 |  | ¦¦ POWER | ¦¦ POWER: PROCESS POWER/CONNECTIONS
| 1-1/4" | Conduit Body Cover - Malleable | 4 |  | E | 18.27 |  | 18.27 | 7.94 |  | 7.94 | 31.76 |  | Normal | E | [7 empty] | Normal | EATON CROUSE-HINDS | 78227400330 | 470F |  | CAPITAL ELECTRIC SUPPLY |  |  | 10 ¦¦ Roughing-In | 110 ¦¦ Conduits / Fittings / Boxes | 290 ¦¦ Feeder Conduit Fittings | 1510 ¦¦ Conduit EMT 1-1/4" TO 2" |  | 3030 ¦¦ Raceways & Fittings | 015-220-00 ¦¦ O/H BRANCH CONDUITS 1-1/4"- & MC #6 - | 1000 ¦¦ Conduit & Fittings | 5/18/2022 |  | ¦¦ POWER | ¦¦ POWER: PROCESS POWER/CONNECTIONS
| 1-1/4" | Conduit Body Gasket - Malleable or Aluminum Neoprene | 4 |  | E | 8.04 |  | 8.04 | 3.2 |  | 3.2 | 12.8 |  | Normal | E | [7 empty] | Normal | EATON CROUSE-HINDS | 78227443550 | GASK574 |  | CAPITAL ELECTRIC SUPPLY |  |  | 10 ¦¦ Roughing-In | 110 ¦¦ Conduits / Fittings / Boxes | 290 ¦¦ Feeder Conduit Fittings | 1514 ¦¦ Conduit ALU 1-1/4" TO 2" |  | 3030 ¦¦ Raceways & Fittings | 015-220-00 ¦¦ O/H BRANCH CONDUITS 1-1/4"- & MC #6 - | 1000 ¦¦ Conduit & Fittings | 10/5/2022 |  | ¦¦ POWER | ¦¦ POWER: PROCESS POWER/CONNECTIONS
| 1-1/4" | Elbow 90 Degree - RMC Galvanized | 12 |  | C | 7141 | 72 | 1999.48 | 1760.3 |  | 1760.3 | 211.24 |  | Normal | C | 94.5 |  | 11.34 |  |  | 11.34 |  | Normal | CONDUIT COUPLINGS, ELBOWS, & ACC | 98002000164 | 1-1/4_90DEG_GALV_ELBOW |  | CAPITAL ELECTRIC SUPPLY | USA Code |  | 10 ¦¦ Roughing-In | 110 ¦¦ Conduits / Fittings / Boxes | 290 ¦¦ Feeder Conduit Fittings | 1516 ¦¦ Conduit RIGID 1-1/4" TO 2" |  | 3030 ¦¦ Raceways & Fittings | 015-220-00 ¦¦ O/H BRANCH CONDUITS 1-1/4"- & MC #6 - | 1000 ¦¦ Conduit & Fittings | 12/10/2023 |  | ¦¦ POWER | ¦¦ POWER: PROCESS POWER/CONNECTIONS
| 1-1/4" | Elbow 90 Degree - RMC Stainless Steel 316 | 18 |  | C | 7975 |  | 7975 | 6135.99 | -6.991 | 5707 | 1027.26 |  | Normal | C | 118.65 |  | 21.357 |  |  | 21.357 |  | Normal | ATKORE - CALPIPE | 84765600040 | S41290EL00 |  | Average Market Price |  |  | 10 ¦¦ Roughing-In | 110 ¦¦ Conduits / Fittings / Boxes | 290 ¦¦ Feeder Conduit Fittings | 1516 ¦¦ Conduit RIGID 1-1/4" TO 2" |  | 3030 ¦¦ Raceways & Fittings | 015-220-00 ¦¦ O/H BRANCH CONDUITS 1-1/4"- & MC #6 - | 1000 ¦¦ Conduit & Fittings | 7/19/2023 |  | ¦¦ POWER | ¦¦ POWER: PROCESS POWER/CONNECTIONS
| 1-1/2" to 1" | Reducer Bushing Male to Female - Stainless Steel 316 | 8 |  | C | 9779 |  | 9779 | 7220.97 | -40.562 | 4292 | 343.36 |  | Normal | C | 17.955 |  | 1.436 |  |  | 1.436 |  | Normal | ATKORE - CALPIPE | 84765600187 | S61500FB10 |  | Average Market Price |  |  | 10 ¦¦ Roughing-In | 110 ¦¦ Conduits / Fittings / Boxes | 290 ¦¦ Feeder Conduit Fittings | 1510 ¦¦ Conduit EMT 1-1/4" TO 2" |  | 3030 ¦¦ Raceways & Fittings | 015-140-00 ¦¦ O/H FEEDER CONDUITS 1-1/2 + & MC #4 + | 1000 ¦¦ Conduit & Fittings | 7/19/2023 |  | ¦¦ POWER | ¦¦ POWER: PROCESS POWER/CONNECTIONS
| 1-1/4" | Sealing Fitting w/ Drain Female to Male - Aluminum | 4 |  | E | 136.98 |  | 136.98 | 108.63 |  | 108.63 | 434.52 |  | Normal | E | 1.26 |  | 5.04 |  |  | 5.04 |  | Normal | EATON CROUSE-HINDS | 78227437631 | EYD46-SA |  | Average Market Price |  |  | 10 ¦¦ Roughing-In | 110 ¦¦ Conduits / Fittings / Boxes | 290 ¦¦ Feeder Conduit Fittings | 1514 ¦¦ Conduit ALU 1-1/4" TO 2" |  | 3030 ¦¦ Raceways & Fittings | 015-220-00 ¦¦ O/H BRANCH CONDUITS 1-1/4"- & MC #6 - | 1000 ¦¦ Conduit & Fittings | 5/18/2022 |  | ¦¦ POWER | ¦¦ POWER: PROCESS POWER/CONNECTIONS
| 1-1/4" | Field Cut Knockout Labor | 16 |  | E | [8 empty] | No Cost | E | [7 empty] | Normal | Generic | [6 empty] | 10 ¦¦ Roughing-In | 110 ¦¦ Conduits / Fittings / Boxes | 290 ¦¦ Feeder Conduit Fittings | 1510 ¦¦ Conduit EMT 1-1/4" TO 2" |  | 3030 ¦¦ Raceways & Fittings | 015-220-00 ¦¦ O/H BRANCH CONDUITS 1-1/4"- & MC #6 - | 1000 ¦¦ Conduit & Fittings | 12/31/1899 |  | ¦¦ POWER | ¦¦ POWER: PROCESS POWER/CONNECTIONS
--Cost Code 3 (Review): 300 ¦¦ Conduit Straps | [11 empty] | 1091.32 | 2.6 |  |  |  |  | 56.894 |  | 0 | 56.894 | 10.36
| 1-1/2" | Conduit Riser Clamp - Zinc Plated | 4 |  | C | 2204.65 |  | 2204.65 | 2139.1 |  | 2139.1 | 85.56 |  | Normal | C | 47.25 |  | 1.89 |  |  | 1.89 |  | Normal | EATON B-LINE | 78101172041 | B3373-1-1/2ZN |  | CAPITAL ELECTRIC SUPPLY |  |  | 10 ¦¦ Roughing-In | 110 ¦¦ Conduits / Fittings / Boxes | 300 ¦¦ Conduit Straps | 1510 ¦¦ Conduit EMT 1-1/4" TO 2" |  | 3010 ¦¦ Misc | 015-140-00 ¦¦ O/H FEEDER CONDUITS 1-1/2 + & MC #4 + | 8000 ¦¦ Fasteners & Hangers | 5/29/2024 |  | ¦¦ POWER | ¦¦ POWER: PROCESS POWER/CONNECTIONS
| 3/4" | Conduit Clamp w/ Bolt | 28 |  | C | 95.01 |  | 95.01 | 78.33 |  | 78.33 | 21.93 |  | Normal | C | 20.019 |  | 5.605 |  |  | 5.605 |  | Normal | nVent | 78285612001 | CD1B |  | CAPITAL ELECTRIC SUPPLY |  |  | 10 ¦¦ Roughing-In | 110 ¦¦ Conduits / Fittings / Boxes | 300 ¦¦ Conduit Straps | 1010 ¦¦ Conduit EMT 1" & Below |  | 3010 ¦¦ Misc | 015-220-00 ¦¦ O/H BRANCH CONDUITS 1-1/4"- & MC #6 - | 8000 ¦¦ Fasteners & Hangers | 5/29/2024 |  | ¦¦ POWER | ¦¦ POWER: PROCESS POWER/CONNECTIONS
| 1-1/2" | Conduit Clamp w/ Bolt | 63 |  | C | 142.82 |  | 142.82 | 118.92 |  | 118.92 | 74.92 |  | Normal | C | 22.554 |  | 14.209 |  |  | 14.209 |  | Normal | nVent | 78285612003 | CD3B |  | CAPITAL ELECTRIC SUPPLY |  |  | 10 ¦¦ Roughing-In | 110 ¦¦ Conduits / Fittings / Boxes | 300 ¦¦ Conduit Straps | 1510 ¦¦ Conduit EMT 1-1/4" TO 2" |  | 3010 ¦¦ Misc | 015-140-00 ¦¦ O/H FEEDER CONDUITS 1-1/2 + & MC #4 + | 8000 ¦¦ Fasteners & Hangers | 5/29/2024 |  | ¦¦ POWER | ¦¦ POWER: PROCESS POWER/CONNECTIONS
| 3/4" | Right Angle Beam Clamp w/ U-Bolt - Stainless Steel | 14 |  | C | 2711.57 |  | 2711.57 | 1925.21 | -44.266 | 1073 | 150.22 |  | Normal | C | 46.607 |  | 6.525 |  |  | 6.525 |  | Normal | ROBROY INDUSTRIES | 78401115506 | KNRA-3/4-GS |  | Average Market Price |  |  | 10 ¦¦ Roughing-In | 110 ¦¦ Conduits / Fittings / Boxes | 300 ¦¦ Conduit Straps | 1016 ¦¦ Conduit RIGID 1" & Below |  | 3010 ¦¦ Misc | 015-220-00 ¦¦ O/H BRANCH CONDUITS 1-1/4"- & MC #6 - | 8000 ¦¦ Fasteners & Hangers | 2/6/2024 |  | ¦¦ POWER | ¦¦ POWER: PROCESS POWER/CONNECTIONS
| 1-1/4" | Right Angle Beam Clamp w/ U-Bolt - Stainless Steel | 52 |  | C | 2975.11 |  | 2975.11 | 2112.33 | -30.929 | 1459 | 758.68 |  | Normal | C | 55.125 |  | 28.665 |  |  | 28.665 |  | Normal | ROBROY INDUSTRIES | 78401115510 | KNRA-1-1/4-GS |  | Average Market Price |  |  | 10 ¦¦ Roughing-In | 110 ¦¦ Conduits / Fittings / Boxes | 300 ¦¦ Conduit Straps | 1516 ¦¦ Conduit RIGID 1-1/4" TO 2" |  | 3010 ¦¦ Misc | 015-220-00 ¦¦ O/H BRANCH CONDUITS 1-1/4"- & MC #6 - | 8000 ¦¦ Fasteners & Hangers | 2/6/2024 |  | ¦¦ POWER | ¦¦ POWER: PROCESS POWER/CONNECTIONS
| 3/4" | On Concrete Profile - Concrete Screw | 28 |  | E | [8 empty] | No Cost | E | [7 empty] | No Labor | Generic | [6 empty] | 10 ¦¦ Roughing-In | 110 ¦¦ Conduits / Fittings / Boxes | 300 ¦¦ Conduit Straps |  |  |  |  | 8000 ¦¦ Fasteners & Hangers | 12/31/1899 |  | ¦¦ POWER | ¦¦ POWER: PROCESS POWER/CONNECTIONS
| 1-1/2" | T-Rod from Steel Profile - 1/4" Beam Clamp | 63 |  | E | [8 empty] | No Cost | E | [7 empty] | No Labor | Generic | [6 empty] | 10 ¦¦ Roughing-In | 110 ¦¦ Conduits / Fittings / Boxes | 300 ¦¦ Conduit Straps |  |  |  |  | 8000 ¦¦ Fasteners & Hangers | 12/31/1899 |  | ¦¦ POWER | ¦¦ POWER: PROCESS POWER/CONNECTIONS
--Cost Code 3 (Review): 310 ¦¦ Hardware/Anchors | [11 empty] | 3183.06 | 7.58 |  |  |  |  | 89.135 |  | 0 | 89.135 | 16.23
| 24" | Trapeze Channel | 24 |  | E | 78.41 |  | 78.41 |  |  | 78.41 | 1881.84 |  | Normal | E | 1 |  | 24 |  |  | 24 |  | Normal | Calpipe Industries Inc. | 84765601117 | S4FG24STTR |  |  |  |  | 10 ¦¦ Roughing-In | 050 ¦¦ Hardware | 310 ¦¦ Hardware/Anchors | 3010 ¦¦ Panelboards |  | 3020 ¦¦ Hardware | 015-130-00 ¦¦ RACKS, HANGERS, & SEISMIC | 8000 ¦¦ Fasteners & Hangers | 1/31/2018 |  | ¦¦ POWER | ¦¦ POWER: PROCESS POWER/CONNECTIONS
|  | FAB-LOK RIVET 300 Stainless Series .25 to .5 Range | 48 |  | E | 8.47 |  | 8.47 | 7.52 |  | 7.52 | 360.96 |  | Normal | C | 28.35 |  | 13.608 |  |  | 13.608 |  | Normal | ROBROY INDUSTRIES | 78401190916 | RRHDWSFAB230 |  | Average Market Price |  |  | 10 ¦¦ Roughing-In | 050 ¦¦ Hardware | 310 ¦¦ Hardware/Anchors | 1016 ¦¦ Conduit RIGID 1" & Below |  | 3020 ¦¦ Hardware | 015-220-00 ¦¦ O/H BRANCH CONDUITS 1-1/4"- & MC #6 - | 8000 ¦¦ Fasteners & Hangers | 11/30/2021 |  | ¦¦ POWER | ¦¦ POWER: PROCESS POWER/CONNECTIONS
|  | Stainless Wall Spacer | 48 |  | E | 6.76 | 10 | 6.08 |  |  | 6.08 | 291.84 |  | Normal | E | 0.1 |  | 4.8 |  |  | 4.8 |  | No Labor | Generic | 84765601119 | S60000WS00 |  |  |  |  | 10 ¦¦ Roughing-In | 050 ¦¦ Hardware | 310 ¦¦ Hardware/Anchors | 3010 ¦¦ Panelboards |  | 3020 ¦¦ Hardware | 015-220-00 ¦¦ O/H BRANCH CONDUITS 1-1/4"- & MC #6 - | 8000 ¦¦ Fasteners & Hangers | 1/31/2018 |  | ¦¦ POWER | ¦¦ POWER: PROCESS POWER/CONNECTIONS
| 3/8-16 | Beam Clamp - Malleable w/ Threaded Hole Bottom & Back | 16 |  | C | 1408.55 |  | 1408.55 | 242 |  | 242 | 38.72 |  | Normal | C | 63 |  | 10.08 |  |  | 10.08 |  | Normal | EATON CROUSE-HINDS | 78456410533 | 533 |  | CAPITAL ELECTRIC SUPPLY |  |  | 00 ¦¦ Common Tasks | 050 ¦¦ Hardware | 310 ¦¦ Hardware/Anchors |  |  | 3020 ¦¦ Hardware | 015-220-00 ¦¦ O/H BRANCH CONDUITS 1-1/4"- & MC #6 - | 8000 ¦¦ Fasteners & Hangers | 10/5/2022 |  | ¦¦ POWER | ¦¦ POWER: PROCESS POWER/CONNECTIONS
| 1-5/8" D | 1-5/8" W Channel w/ Slotted Holes - Steel Pre-Galvanized 12 Gauge 10' Lengths | 16 |  | C | 1840.79 |  | 1840.79 | 338.43 |  | 338.43 | 54.15 |  | Normal | C | 18.9 |  | 3.024 |  |  | 3.024 |  | Normal | EATON B-LINE | 78101121330 | B22SH-120GLV |  | CAPITAL ELECTRIC SUPPLY |  |  | 00 ¦¦ Common Tasks | 050 ¦¦ Hardware | 310 ¦¦ Hardware/Anchors | 3010 ¦¦ Panelboards |  | 3020 ¦¦ Hardware | 015-130-00 ¦¦ RACKS, HANGERS, & SEISMIC | 8000 ¦¦ Fasteners & Hangers | 6/15/2022 |  | ¦¦ POWER | ¦¦ POWER: PROCESS POWER/CONNECTIONS
| 1/4-20 | Hex Head Nut - Plated Steel | 126 |  | C | 7.27 | 30 | 5.09 | 3.54 |  | 3.54 | 4.46 |  | Normal | C | [7 empty] | Normal | MINERALLAC COMPANY/CULLY | 08593708034 | 40125J |  | CAPITAL ELECTRIC SUPPLY |  |  | 00 ¦¦ Common Tasks | 050 ¦¦ Hardware | 310 ¦¦ Hardware/Anchors | 3010 ¦¦ Panelboards |  | 3020 ¦¦ Hardware | 015-220-00 ¦¦ O/H BRANCH CONDUITS 1-1/4"- & MC #6 - | 8000 ¦¦ Fasteners & Hangers | 7/13/2022 |  | ¦¦ POWER | ¦¦ POWER: PROCESS POWER/CONNECTIONS
| 3/8-16 | Hex Head Nut - Plated Steel | 32 |  | C | 21.16 | 48 | 11 | 6.14 |  | 6.14 | 1.96 |  | Normal | C | [7 empty] | Normal | MINERALLAC COMPANY/CULLY | 08593708036 | 40135J |  | CAPITAL ELECTRIC SUPPLY |  |  | 00 ¦¦ Common Tasks | 050 ¦¦ Hardware | 310 ¦¦ Hardware/Anchors | 3010 ¦¦ Panelboards |  | 3020 ¦¦ Hardware | 015-220-00 ¦¦ O/H BRANCH CONDUITS 1-1/4"- & MC #6 - | 8000 ¦¦ Fasteners & Hangers | 7/13/2022 |  | ¦¦ POWER | ¦¦ POWER: PROCESS POWER/CONNECTIONS
| 1/4" x 1-3/4" | Concrete Screw Hex Head - Plated Steel Blue | 28 |  | C | 86.11 |  | 86.11 | 13.98 |  | 13.98 | 3.91 |  | Normal | C | [7 empty] | Normal | POWERS FASTENERS | 07535282078 | 2722SD |  | CAPITAL ELECTRIC SUPPLY |  |  | 00 ¦¦ Common Tasks | 050 ¦¦ Hardware | 310 ¦¦ Hardware/Anchors | 3010 ¦¦ Panelboards |  | 3020 ¦¦ Hardware | 015-220-00 ¦¦ O/H BRANCH CONDUITS 1-1/4"- & MC #6 - | 8000 ¦¦ Fasteners & Hangers | 10/5/2022 |  | ¦¦ POWER | ¦¦ POWER: PROCESS POWER/CONNECTIONS
| 1/4-20 x 1/4" | Flange Clip Hammer-On w/ Threaded Rod Hanger | 63 |  | C | 255.67 |  | 255.67 | 198.15 |  | 198.15 | 124.83 |  | Normal | C | 15.75 |  | 9.923 |  |  | 9.923 |  | Normal | nVent | 78285611404 | 4TI24 |  | CAPITAL ELECTRIC SUPPLY |  |  | 00 ¦¦ Common Tasks | 050 ¦¦ Hardware | 310 ¦¦ Hardware/Anchors | 3010 ¦¦ Panelboards |  | 3020 ¦¦ Hardware | 015-220-00 ¦¦ O/H BRANCH CONDUITS 1-1/4"- & MC #6 - | 8000 ¦¦ Fasteners & Hangers | 5/29/2024 |  | ¦¦ POWER | ¦¦ POWER: PROCESS POWER/CONNECTIONS
| 1/4-20 | Threaded Rod - Plated Steel 10' Lengths | 189 |  | C | 232.6 | 39 | 141.89 | 160.78 |  | 160.78 | 303.87 |  | Halted | C | 10 |  | 18.9 |  |  | 18.9 |  | Normal | STEEL CITY | 78599170375 | R-1028 |  | CAPITAL ELECTRIC SUPPLY |  |  | 00 ¦¦ Common Tasks | 050 ¦¦ Hardware | 310 ¦¦ Hardware/Anchors | 3010 ¦¦ Panelboards |  | 3020 ¦¦ Hardware | 015-130-00 ¦¦ RACKS, HANGERS, & SEISMIC | 8000 ¦¦ Fasteners & Hangers | 4/24/2024 |  | ¦¦ POWER | ¦¦ POWER: PROCESS POWER/CONNECTIONS
| 3/8-16 | Threaded Rod - Plated Steel 10' Lengths | 48 |  | C | 65.92 | 55 | 29.66 | 234.53 |  | 234.53 | 112.57 |  | Halted | C | 10 |  | 4.8 |  |  | 4.8 |  | Normal | STEEL CITY | 78599170380 | R-1038 |  | CAPITAL ELECTRIC SUPPLY |  |  | 00 ¦¦ Common Tasks | 050 ¦¦ Hardware | 310 ¦¦ Hardware/Anchors | 3010 ¦¦ Panelboards |  | 3020 ¦¦ Hardware | 015-130-00 ¦¦ RACKS, HANGERS, & SEISMIC | 8000 ¦¦ Fasteners & Hangers | 4/24/2024 |  | ¦¦ POWER | ¦¦ POWER: PROCESS POWER/CONNECTIONS
| 3/8" | Flat Washer - Plated Steel | 32 |  | C | 16.51 |  | 16.51 | 7.88 |  | 7.88 | 2.52 |  | Normal | C | [7 empty] | Normal | MINERALLAC COMPANY/CULLY | 08593708045 | 40335J |  | CAPITAL ELECTRIC SUPPLY |  |  | 00 ¦¦ Common Tasks | 050 ¦¦ Hardware | 310 ¦¦ Hardware/Anchors | 3010 ¦¦ Panelboards |  | 3020 ¦¦ Hardware | 015-130-00 ¦¦ RACKS, HANGERS, & SEISMIC | 8000 ¦¦ Fasteners & Hangers | 5/18/2022 |  | ¦¦ POWER | ¦¦ POWER: PROCESS POWER/CONNECTIONS
| 3/8" | Lock Washer - Plated Steel | 32 |  | C | 2.41 |  | 2.41 | 4.41 |  | 4.41 | 1.41 |  | Normal | C | [7 empty] | Normal | MINERALLAC COMPANY/CULLY | 08593708053 | 40535J |  | CAPITAL ELECTRIC SUPPLY |  |  | 00 ¦¦ Common Tasks | 050 ¦¦ Hardware | 310 ¦¦ Hardware/Anchors | 3010 ¦¦ Panelboards |  | 3020 ¦¦ Hardware | 015-130-00 ¦¦ RACKS, HANGERS, & SEISMIC | 8000 ¦¦ Fasteners & Hangers | 2/1/2016 |  | ¦¦ POWER | ¦¦ POWER: PROCESS POWER/CONNECTIONS
--Cost Code 3 (Review): 320 ¦¦ Conduit Seal/Flash | [11 empty] | 1067.99 | 2.54 |  |  |  |  | 20.612 |  | 0 | 20.612 | 3.753
| 3/4" | Sealing Compound Labor | 2 |  | E | [8 empty] | No Cost | E | 0.339 |  | 0.677 |  |  | 0.677 |  | Normal | Generic | [6 empty] | 10 ¦¦ Roughing-In | 110 ¦¦ Conduits / Fittings / Boxes | 320 ¦¦ Conduit Seal/Flash | 1010 ¦¦ Conduit EMT 1" & Below |  | 3030 ¦¦ Raceways & Fittings | 015-220-00 ¦¦ O/H BRANCH CONDUITS 1-1/4"- & MC #6 - | 1000 ¦¦ Conduit & Fittings | 12/31/1899 |  | ¦¦ POWER | ¦¦ POWER: PROCESS POWER/CONNECTIONS
| 1-1/4" | Sealing Compound Labor | 4 |  | E | [8 empty] | No Cost | E | 0.504 |  | 2.016 |  |  | 2.016 |  | Normal | Generic | [6 empty] | 10 ¦¦ Roughing-In | 110 ¦¦ Conduits / Fittings / Boxes | 320 ¦¦ Conduit Seal/Flash | 1510 ¦¦ Conduit EMT 1-1/4" TO 2" |  | 3030 ¦¦ Raceways & Fittings | 015-220-00 ¦¦ O/H BRANCH CONDUITS 1-1/4"- & MC #6 - | 1000 ¦¦ Conduit & Fittings | 12/31/1899 |  | ¦¦ POWER | ¦¦ POWER: PROCESS POWER/CONNECTIONS
|  | Mineral Wool Sealing Fiber - 2-Oz Pkg | 0.112 |  | E | 28.97 |  | 28.97 | 13.36 |  | 13.36 | 1.5 |  | Normal | E | [7 empty] | No Labor | EATON CROUSE-HINDS | 78227417110 | CHICO-X4 |  | CAPITAL ELECTRIC SUPPLY |  |  | 10 ¦¦ Roughing-In | 110 ¦¦ Conduits / Fittings / Boxes | 320 ¦¦ Conduit Seal/Flash |  |  | 3030 ¦¦ Raceways & Fittings | 310-000-00 ¦¦ CONSUMABLES & TOOLS | 1000 ¦¦ Conduit & Fittings | 5/18/2022 |  | ¦¦ POWER | ¦¦ POWER: PROCESS POWER/CONNECTIONS
|  | SpeedSeal - 2 - Oz Pkg | 2 |  | E | 44.12 |  | 44.12 | 62.39 |  | 62.39 | 124.78 |  | Normal | E | [7 empty] | No Labor | EATON CROUSE-HINDS | 78227422310 | CHICO-SS2 |  | CAPITAL ELECTRIC SUPPLY |  |  | 10 ¦¦ Roughing-In | 110 ¦¦ Conduits / Fittings / Boxes | 320 ¦¦ Conduit Seal/Flash |  |  | 3030 ¦¦ Raceways & Fittings | 310-000-00 ¦¦ CONSUMABLES & TOOLS | 1000 ¦¦ Conduit & Fittings | 5/18/2022 |  | ¦¦ POWER | ¦¦ POWER: PROCESS POWER/CONNECTIONS
|  | SpeedSeal - 6 - Oz Pkg | 4 |  | E | 90.27 |  | 90.27 | 127.66 |  | 127.66 | 510.64 |  | Normal | E | [7 empty] | No Labor | EATON CROUSE-HINDS | 78227422311 | CHICO-SS6 |  | CAPITAL ELECTRIC SUPPLY |  |  | 10 ¦¦ Roughing-In | 110 ¦¦ Conduits / Fittings / Boxes | 320 ¦¦ Conduit Seal/Flash |  |  | 3030 ¦¦ Raceways & Fittings | 310-000-00 ¦¦ CONSUMABLES & TOOLS | 1000 ¦¦ Conduit & Fittings | 5/18/2022 |  | ¦¦ POWER | ¦¦ POWER: PROCESS POWER/CONNECTIONS
| 3/4" | Firerate Only | 6 |  | E | 0.75 |  | 0.75 |  |  | 0.75 | 4.5 |  | Normal | E | 1.153 |  | 6.918 |  |  | 6.918 |  | Normal | Specified Technologies Inc. | [6 empty] | 00 ¦¦ Common Tasks | 910 ¦¦ Firestopping | 320 ¦¦ Conduit Seal/Flash | 1510 ¦¦ Conduit EMT 1-1/4" TO 2" |  | 3010 ¦¦ Misc | 015-140-00 ¦¦ O/H FEEDER CONDUITS 1-1/2 + & MC #4 + | 8000 ¦¦ Fasteners & Hangers | 1/6/2017 |  | ¦¦ POWER | ¦¦ POWER: PROCESS POWER/CONNECTIONS
|  | Intumescent Firestop Putty 36 Cu. In. Tube | 0.4 |  | E | 41.71 |  | 41.71 | 36.75 |  | 36.75 | 14.7 |  | Normal | E | 1.575 |  | 0.63 |  |  | 0.63 |  | Normal | STI SPECIFIED TECHNOLOGIES | 73057302100 | SSP100 |  | Average Market Price |  |  | 10 ¦¦ Roughing-In | 910 ¦¦ Firestopping | 320 ¦¦ Conduit Seal/Flash | 1510 ¦¦ Conduit EMT 1-1/4" TO 2" |  | 3010 ¦¦ Misc | 015-140-00 ¦¦ O/H FEEDER CONDUITS 1-1/2 + & MC #4 + | 8000 ¦¦ Fasteners & Hangers | 7/20/2022 |  | ¦¦ POWER | ¦¦ POWER: PROCESS POWER/CONNECTIONS
| 2" | Firestop Sleeve (New Work) | 8 |  | E | 52.41 |  | 52.41 | 49.79 |  | 49.79 | 398.32 |  | Normal | E | 0.945 |  | 7.56 |  |  | 7.56 |  | Normal | STI SPECIFIED TECHNOLOGIES | 73057320200 | FS200 |  | Average Market Price |  |  | 10 ¦¦ Roughing-In | 910 ¦¦ Firestopping | 320 ¦¦ Conduit Seal/Flash | 1510 ¦¦ Conduit EMT 1-1/4" TO 2" |  | 3010 ¦¦ Misc | 015-140-00 ¦¦ O/H FEEDER CONDUITS 1-1/2 + & MC #4 + | 8000 ¦¦ Fasteners & Hangers | 7/20/2022 |  | ¦¦ POWER | ¦¦ POWER: PROCESS POWER/CONNECTIONS
|  | Intumescent Firestop Sealant Premium 10.1 oz Tube | 0.9 |  | E | 18.36 |  | 18.36 | 15.06 |  | 15.06 | 13.55 |  | Normal | E | 3.123 |  | 2.811 |  |  | 2.811 |  | Normal | STI SPECIFIED TECHNOLOGIES | 73057301100 | SSS100 |  | Average Market Price |  |  | 10 ¦¦ Roughing-In | 910 ¦¦ Firestopping | 320 ¦¦ Conduit Seal/Flash | 1510 ¦¦ Conduit EMT 1-1/4" TO 2" |  | 3010 ¦¦ Misc | 015-140-00 ¦¦ O/H FEEDER CONDUITS 1-1/2 + & MC #4 + | 8000 ¦¦ Fasteners & Hangers | 7/20/2022 |  | ¦¦ POWER | ¦¦ POWER: PROCESS POWER/CONNECTIONS
--Cost Code 3 (Review): 330 ¦¦ Cables/Cords | [11 empty] | 10341.2 | 24.64 |  |  |  |  | 34.392 |  | 0 | 34.392 | 6.262
| 3C, #12, With Gnd | BELDEN 29512 | 1030 |  | M | 10040 |  | 10040 |  |  | 10040 | 10341.2 |  | Quoted | M | 33.39 |  | 34.392 |  |  | 34.392 |  | Normal | Generic | [6 empty] | 20 ¦¦ Wire & Cable Pulling | 160 ¦¦ Specialty Wire & Cable Systems | 330 ¦¦ Cables/Cords | 2030 ¦¦ Wire #8 & Below - Multi |  | 2010 ¦¦ Wires / Cables / Cords | 020-220-00 ¦¦ BRANCH WIRE #6 - | 2000 ¦¦ Wire & Cable | 7/11/2024 |  | ¦¦ POWER | ¦¦ POWER: PROCESS POWER/CONNECTIONS
--Cost Code 3 (Review): 350 ¦¦ Feeder Wire #8 & Larger | [11 empty] | 507.09 | 1.21 |  |  |  |  | 12.697 |  | 0 | 12.696 | 2.312
| #8 Black | Wire THHN / T90 - Copper | 685.564 |  | M | 5736.64 |  | 5736.64 | 493.11 |  | 493.11 | 338.06 |  | Normal | M | 12.347 |  | 8.464 |  |  | 8.464 |  | Normal | COPPER BUILDING WIRE | 98010063103 | THHN-8-BLK-19STR-CU-1S/R |  | CAPITAL ELECTRIC SUPPLY |  |  | 20 ¦¦ Wire & Cable Pulling | 210 ¦¦ Building Wire | 350 ¦¦ Feeder Wire #8 & Larger | 2505 ¦¦ Wire #6 & Above - Single |  | 2010 ¦¦ Wires / Cables / Cords | 020-220-00 ¦¦ BRANCH WIRE #6 - | 2000 ¦¦ Wire & Cable | 6/5/2024 |  | ¦¦ POWER | ¦¦ POWER: PROCESS POWER/CONNECTIONS
| #8 Green | Wire THHN / T90 - Copper | 342.782 |  | M | 5736.64 |  | 5736.64 | 493.11 |  | 493.11 | 169.03 |  | Normal | M | 12.347 |  | 4.232 |  |  | 4.232 |  | Normal | COPPER BUILDING WIRE | 98010023141 | THHN-8-GRN-19STR-CU-1000S/R |  | CAPITAL ELECTRIC SUPPLY |  |  | 20 ¦¦ Wire & Cable Pulling | 210 ¦¦ Building Wire | 350 ¦¦ Feeder Wire #8 & Larger | 2505 ¦¦ Wire #6 & Above - Single |  | 2010 ¦¦ Wires / Cables / Cords | 020-220-00 ¦¦ BRANCH WIRE #6 - | 2000 ¦¦ Wire & Cable | 6/5/2024 |  | ¦¦ POWER | ¦¦ POWER: PROCESS POWER/CONNECTIONS
--Cost Code 3 (Review): 370 ¦¦ Lugs/Terminations | [11 empty] | 302.48 | 0.72 |  |  |  |  | 26.261 |  | 0 | 26.261 | 4.782
| 20A - #12 | Switchboard Termination on Circuit Breaker or Switch 3 Pole + Neutral - Copper | 18 |  | E | 5 |  | 5 |  |  | 5 | 90 |  | No Cost | E | 1.103 |  | 19.854 |  |  | 19.854 |  | Normal | Generic | [6 empty] | 30 ¦¦ Electrical Equipment | 390 ¦¦ Terminations | 370 ¦¦ Lugs/Terminations | 2555 ¦¦ Wire Terms #6 and Above |  | 1040 ¦¦ Gear / Switchgear / Switchboards / MCC's / Panels | 031-310-00 ¦¦ SWITCHGEAR, PANELS, & DISC. | 10000 ¦¦ Distribution | 12/31/1899 |  | ¦¦ POWER | ¦¦ POWER: PROCESS POWER/CONNECTIONS
| #12 | Motor Termination 3-Conductor to 600V w/ Ground | 6 |  | E | 35 |  | 35 |  |  | 35 | 210 |  | No Cost | E | 0.914 |  | 5.484 |  |  | 5.484 |  | Normal | Generic | [6 empty] | 30 ¦¦ Electrical Equipment | 390 ¦¦ Terminations | 370 ¦¦ Lugs/Terminations | 2050 ¦¦ Wire Terms #8 & Below |  | 1040 ¦¦ Gear / Switchgear / Switchboards / MCC's / Panels | 020-220-00 ¦¦ BRANCH WIRE #6 - | 11000 ¦¦ Motor & Equipment Terminations | 12/31/1899 |  | ¦¦ POWER | ¦¦ POWER: PROCESS POWER/CONNECTIONS
| #14 to #6 | Wire Connector Performance Plus (Connector/skirt) | 6 |  | M | 320 |  | 320 | 413 |  | 413 | 2.48 |  | Normal | C | 15.375 |  | 0.923 |  |  | 0.923 |  | Normal | 3M | 05400743151 | B/G+JUG |  | CAPITAL ELECTRIC SUPPLY |  |  | 30 ¦¦ Electrical Equipment | 390 ¦¦ Terminations | 370 ¦¦ Lugs/Terminations | 2050 ¦¦ Wire Terms #8 & Below |  | 2010 ¦¦ Wires / Cables / Cords | 020-220-00 ¦¦ BRANCH WIRE #6 - | 4000 ¦¦ Wire & Cable Accessories | 12/30/2022 |  | ¦¦ POWER | ¦¦ POWER: PROCESS POWER/CONNECTIONS
--Cost Code 3 (Review): 540 ¦¦ Drill/Cut/Core | [11 empty] | 478 | 1.14 |  |  |  |  | 15.523 |  | 0 | 15.523 | 2.827
| 1" | Core Drill (Floor) | 2 |  | E | 32 |  | 32 |  |  | 32 | 64 |  | Normal | E | 1.005 |  | 2.009 |  |  | 2.009 |  | Normal | Generic | [6 empty] | 00 ¦¦ Common Tasks | 040 ¦¦ Cutting / Coring | 540 ¦¦ Drill/Cut/Core | 6535 ¦¦ Concrete |  | 1000 ¦¦ Manholes/ Handholes/ Pole bases/ Civil | 015-010-00 ¦¦ CORE DRILLING | 15000 ¦¦ Poles & Trenching | 3/22/2016 |  | ¦¦ POWER | ¦¦ POWER: PROCESS POWER/CONNECTIONS
| 2" | Core Drill (Floor) | 4 |  | E | 36 |  | 36 |  |  | 36 | 144 |  | Normal | E | 1.187 |  | 4.748 |  |  | 4.748 |  | Normal | Generic | [6 empty] | 00 ¦¦ Common Tasks | 040 ¦¦ Cutting / Coring | 540 ¦¦ Drill/Cut/Core | 6535 ¦¦ Concrete |  | 1000 ¦¦ Manholes/ Handholes/ Pole bases/ Civil | 015-010-00 ¦¦ CORE DRILLING | 15000 ¦¦ Poles & Trenching | 8/26/2015 |  | ¦¦ POWER | ¦¦ POWER: PROCESS POWER/CONNECTIONS
| 1" | Core Drill (Wall) | 4 |  | E | 31.5 |  | 31.5 |  |  | 31.5 | 126 |  | Normal | E | 1.005 |  | 4.018 |  |  | 4.018 |  | Normal | Generic | [6 empty] | 00 ¦¦ Common Tasks | 040 ¦¦ Cutting / Coring | 540 ¦¦ Drill/Cut/Core | 6535 ¦¦ Concrete |  | 1000 ¦¦ Manholes/ Handholes/ Pole bases/ Civil | 015-010-00 ¦¦ CORE DRILLING | 15000 ¦¦ Poles & Trenching | 8/26/2015 |  | ¦¦ POWER | ¦¦ POWER: PROCESS POWER/CONNECTIONS
| 2" | Core Drill (Wall) | 4 |  | E | 36 |  | 36 |  |  | 36 | 144 |  | Normal | E | 1.187 |  | 4.748 |  |  | 4.748 |  | Normal | Generic | [6 empty] | 00 ¦¦ Common Tasks | 040 ¦¦ Cutting / Coring | 540 ¦¦ Drill/Cut/Core | 6535 ¦¦ Concrete |  | 1000 ¦¦ Manholes/ Handholes/ Pole bases/ Civil | 015-010-00 ¦¦ CORE DRILLING | 15000 ¦¦ Poles & Trenching | 8/26/2015 |  | ¦¦ POWER | ¦¦ POWER: PROCESS POWER/CONNECTIONS
System: ¦¦ POWER DIST | [11 empty] | 10488.45 | 3.33 |  |  |  |  | 51.99 |  | 0 | 51.99 | 1.087
-Takeoff Task: ¦¦ POWER DIST: 600V GEAR | [11 empty] | 10488.45 | 100 |  |  |  |  | 51.99 |  | 0 | 51.99 | 100
--Cost Code 3 (Review): 120 ¦¦ MCC | [11 empty] | 100 | 0.95 |  |  |  |  | 16.8 |  | 0 | 16.8 | 32.314
|  | REMOVE / REPLACE VFD - MCC-CC | 1 |  | E | 100 | 0 | 100 |  |  | 100 | 100 |  | Normal | E | 16.8 |  | 16.8 |  |  | 16.8 |  | Normal | Generic | [8 empty] | 120 ¦¦ MCC | [5 empty] | 7/11/2024 |  | ¦¦ POWER DIST | ¦¦ POWER DIST: 600V GEAR
--Cost Code 3 (Review): 160 ¦¦ Disconnects | [11 empty] | 9000 | 85.81 |  |  |  |  | 24.57 |  | 0 | 24.57 | 47.259
| 30A | Safety Switch Heavy Duty Fusible 600V 3 Pole - NEMA 4X Stainless Steel | 6 |  | E | 1500 | 0 | 1500 |  |  | 1500 | 9000 |  | Quoted | E | 4.095 |  | 24.57 |  |  | 24.57 |  | Normal | Generic |  |  | Disconnects |  |  |  | 30 ¦¦ Electrical Equipment | 310 ¦¦ Distribution Equipment | 160 ¦¦ Disconnects | 3015 ¦¦ Disconnects |  | 1045 ¦¦ Disconnects / VFD's / Starters / MMS | 031-310-00 ¦¦ SWITCHGEAR, PANELS, & DISC. | 10700 ¦¦ Manual Disconnects | 12/31/1899 |  | ¦¦ POWER DIST | ¦¦ POWER DIST: 600V GEAR
--Cost Code 3 (Review): 170 ¦¦ Fuses | [11 empty] | 1193.76 | 11.38 |  |  |  |  | 1.134 |  | 0 | 1.134 | 2.181
| 30A | Fuse 600V Fast Acting - Class RK1 | 18 |  | E | 110.58 |  | 110.58 | 66.32 |  | 66.32 | 1193.76 |  | Normal | E | 0.063 |  | 1.134 |  |  | 1.134 |  | Normal | EATON BUSSMANN | 05171241707 | KTS-R-30 | Cooper-Bussmann - Class RK1/RK5 | Average Market Price |  |  | 30 ¦¦ Electrical Equipment | 310 ¦¦ Distribution Equipment | 170 ¦¦ Fuses | 3015 ¦¦ Disconnects |  | 1045 ¦¦ Disconnects / VFD's / Starters / MMS | 031-310-00 ¦¦ SWITCHGEAR, PANELS, & DISC. | 10800 ¦¦ Fuses | 3/20/2024 |  | ¦¦ POWER DIST | ¦¦ POWER DIST: 600V GEAR
--Cost Code 3 (Review): 250 ¦¦ Mounts/Handling/Labels | [11 empty] | 36 | 0.34 |  |  |  |  | 1.416 |  | 0 | 1.416 | 2.724
| 1-1/2" H x 4" W | Lamacoid Plate | 6 |  | E | 6 |  | 6 |  |  | 6 | 36 |  | Normal | E | 0.236 |  | 1.416 |  |  | 1.416 |  | Normal | Generic | [6 empty] | 90 ¦¦ Miscellaneous | 930 ¦¦ Testing & Documentation | 250 ¦¦ Mounts/Handling/Labels | 3010 ¦¦ Panelboards |  |  | 310-000-00 ¦¦ CONSUMABLES & TOOLS | 8000 ¦¦ Fasteners & Hangers | 2/24/2016 |  | ¦¦ POWER DIST | ¦¦ POWER DIST: 600V GEAR
--Cost Code 3 (Review): 310 ¦¦ Hardware/Anchors | [11 empty] | 158.69 | 1.51 |  |  |  |  | 8.07 |  | 0 | 8.07 | 15.522
|  | Stainless Wall Spacer | 24 |  | E | 6.76 | 10 | 6.08 |  |  | 6.08 | 145.92 |  | Normal | E | 0.1 |  | 2.4 |  |  | 2.4 |  | No Labor | Generic | 84765601119 | S60000WS00 |  |  |  |  | 10 ¦¦ Roughing-In | 050 ¦¦ Hardware | 310 ¦¦ Hardware/Anchors | 3010 ¦¦ Panelboards |  | 3020 ¦¦ Hardware | 015-220-00 ¦¦ O/H BRANCH CONDUITS 1-1/4"- & MC #6 - | 8000 ¦¦ Fasteners & Hangers | 1/31/2018 |  | ¦¦ POWER DIST | ¦¦ POWER DIST: 600V GEAR
| #8 to #10 | Anchor - Plastic | 24 |  | C | 5.95 |  | 5.95 | 6.96 |  | 6.96 | 1.67 |  | Normal | C | 23.625 |  | 5.67 |  |  | 5.67 |  | Normal | METALLICS | 63972080931 | JRA2 |  | CAPITAL ELECTRIC SUPPLY |  |  | 00 ¦¦ Common Tasks | 050 ¦¦ Hardware | 310 ¦¦ Hardware/Anchors | 3010 ¦¦ Panelboards |  | 3020 ¦¦ Hardware | 015-220-00 ¦¦ O/H BRANCH CONDUITS 1-1/4"- & MC #6 - | 8000 ¦¦ Fasteners & Hangers | 7/13/2022 |  | ¦¦ POWER DIST | ¦¦ POWER DIST: 600V GEAR
| 1/4-20 x 2" | Machine Screw Pan Head Slotted - Stainless Steel | 24 |  | C | 46.24 |  | 46.24 |  |  | 46.24 | 11.1 |  | Halted | C | [7 empty] | Normal | _Bidding MFG | 78100270192 | RMS142 |  |  |  |  | 00 ¦¦ Common Tasks | 050 ¦¦ Hardware | 310 ¦¦ Hardware/Anchors | 3010 ¦¦ Panelboards |  | 3020 ¦¦ Hardware | 015-220-00 ¦¦ O/H BRANCH CONDUITS 1-1/4"- & MC #6 - | 8000 ¦¦ Fasteners & Hangers | 2/1/2016 |  | ¦¦ POWER DIST | ¦¦ POWER DIST: 600V GEAR
System: ¦¦ GROUNDING | [11 empty] | 4866.9 | 1.55 |  |  |  |  | 171.929 |  | 0 | 171.932 | 3.594
-Takeoff Task: ¦¦ GROUNDING: EQUIPMENT | [11 empty] | 4866.9 | 100 |  |  |  |  | 171.929 |  | 0 | 171.932 | 100
--Cost Code 3 (Review): | [11 empty] | 0 | 0 |  |  |  |  | 0 |  | 0 | 0 | 0
| #14 | Pounds of Copper - THHN Solid (For Reference) | 0.396 |  | M | [8 empty] | No Cost | M | [7 empty] | No Labor | Generic | [12 empty] | 020-220-00 ¦¦ BRANCH WIRE #6 - | 4000 ¦¦ Wire & Cable Accessories | 7/12/2024 |  | ¦¦ GROUNDING | ¦¦ GROUNDING: EQUIPMENT
| #10 | Pounds of Copper - THHN - Stranded (For Reference) | 3.41 |  | M | [8 empty] | No Cost | M | [7 empty] | No Labor | Generic | [12 empty] | 020-220-00 ¦¦ BRANCH WIRE #6 - | 4000 ¦¦ Wire & Cable Accessories | 7/12/2024 |  | ¦¦ GROUNDING | ¦¦ GROUNDING: EQUIPMENT
| #8 | Pounds of Copper - THHN - Stranded (For Reference) | 16.83 |  | M | [8 empty] | No Cost | M | [7 empty] | No Labor | Generic | [12 empty] | 020-220-00 ¦¦ BRANCH WIRE #6 - | 4000 ¦¦ Wire & Cable Accessories | 7/5/2024 |  | ¦¦ GROUNDING | ¦¦ GROUNDING: EQUIPMENT
| #1/0 | Pounds of Copper - THHN - Stranded (For Reference) | 169.52 |  | M | [8 empty] | No Cost | M | [7 empty] | No Labor | Generic | [12 empty] | 020-140-00 ¦¦ FEEDER WIRE #4 + | 4000 ¦¦ Wire & Cable Accessories | 7/5/2024 |  | ¦¦ GROUNDING | ¦¦ GROUNDING: EQUIPMENT
--Cost Code 3 (Review): 260 ¦¦ Branch Conduit | [11 empty] | 1839.8 | 37.8 |  |  |  |  | 47.397 |  | 0 | 47.398 | 27.568
| 1" | Conduit - PVC 40 10' Lengths | 390 |  | C | 226.61 |  | 226.61 | 76.82 |  | 76.82 | 299.6 |  | Normal | C | 8.295 |  | 32.351 |  |  | 32.351 |  | Normal | PVC CONDUIT & FITTINGS, P & C DU | 98006006003 | 1-IN-PVC-SCHED-40-10FT |  | CAPITAL ELECTRIC SUPPLY | USA Code |  | 10 ¦¦ Roughing-In | 110 ¦¦ Conduits / Fittings / Boxes | 260 ¦¦ Branch Conduit | 1020 ¦¦ Conduit UG PVC 1" & Below |  | 3030 ¦¦ Raceways & Fittings | 012-220-00 ¦¦ U/G BRANCH CONDUITS 1-1/4" - | 1000 ¦¦ Conduit & Fittings | 8/23/2023 |  | ¦¦ GROUNDING | ¦¦ GROUNDING: EQUIPMENT
| 3/4" | Conduit - RMC Stainless Steel 316 10' Lengths | 10 |  | C | 650.33 |  | 650.33 | 416.21 | 143.146 | 1012 | 101.2 |  | Normal | C | 11.865 |  | 1.187 |  |  | 1.187 |  | Normal | PATRIOT INDUSTRIES-STEEL ALUMINU | 81297302211 | 304SS1-034 |  | Average Market Price |  |  | 10 ¦¦ Roughing-In | 110 ¦¦ Conduits / Fittings / Boxes | 260 ¦¦ Branch Conduit | 1016 ¦¦ Conduit RIGID 1" & Below |  | 3030 ¦¦ Raceways & Fittings | 015-220-00 ¦¦ O/H BRANCH CONDUITS 1-1/4"- & MC #6 - | 1000 ¦¦ Conduit & Fittings | 4/7/2021 |  | ¦¦ GROUNDING | ¦¦ GROUNDING: EQUIPMENT
| 1" | Conduit - RMC Stainless Steel 316 10' Lengths | 100 |  | C | 836 |  | 836 | 535.04 | 168.952 | 1439 | 1439 |  | Normal | C | 13.86 |  | 13.86 |  |  | 13.86 |  | Normal | PATRIOT INDUSTRIES-STEEL ALUMINU | 81297302212 | 304SS1-100 |  | Average Market Price |  |  | 10 ¦¦ Roughing-In | 110 ¦¦ Conduits / Fittings / Boxes | 260 ¦¦ Branch Conduit | 1016 ¦¦ Conduit RIGID 1" & Below |  | 3030 ¦¦ Raceways & Fittings | 015-220-00 ¦¦ O/H BRANCH CONDUITS 1-1/4"- & MC #6 - | 1000 ¦¦ Conduit & Fittings | 2/18/2020 |  | ¦¦ GROUNDING | ¦¦ GROUNDING: EQUIPMENT
--Cost Code 3 (Review): 270 ¦¦ Branch Conduit Fittings | [11 empty] | 852.96 | 17.53 |  |  |  |  | 8.495 |  | 0 | 8.495 | 4.941
| 3/4" | Connector - RMC Threaded Hub Stainless Steel 316 | 2 |  | E | 91.92 |  | 91.92 | 65.92 | -39.32 | 40 | 80 |  | Normal | C | 23.625 |  | 0.473 |  |  | 0.473 |  | Normal | ATKORE - CALPIPE | 84765600149 | S60700LT00 |  | Average Market Price |  |  | 10 ¦¦ Roughing-In | 110 ¦¦ Conduits / Fittings / Boxes | 270 ¦¦ Branch Conduit Fittings | 1016 ¦¦ Conduit RIGID 1" & Below |  | 3030 ¦¦ Raceways & Fittings | 015-220-00 ¦¦ O/H BRANCH CONDUITS 1-1/4"- & MC #6 - | 1000 ¦¦ Conduit & Fittings | 7/19/2023 |  | ¦¦ GROUNDING | ¦¦ GROUNDING: EQUIPMENT
| 1" | Connector - RMC Threaded Hub Stainless Steel 316 | 2 |  | E | 109.52 |  | 109.52 | 76.32 | -38.417 | 47 | 94 |  | Normal | C | 27.563 |  | 0.551 |  |  | 0.551 |  | Normal | ATKORE - CALPIPE | 84765600150 | S61000LT00 |  | Average Market Price |  |  | 10 ¦¦ Roughing-In | 110 ¦¦ Conduits / Fittings / Boxes | 270 ¦¦ Branch Conduit Fittings | 1016 ¦¦ Conduit RIGID 1" & Below |  | 3030 ¦¦ Raceways & Fittings | 015-220-00 ¦¦ O/H BRANCH CONDUITS 1-1/4"- & MC #6 - | 1000 ¦¦ Conduit & Fittings | 7/19/2023 |  | ¦¦ GROUNDING | ¦¦ GROUNDING: EQUIPMENT
| 1" | LB Conduit Body - RMC Stainless Steel 316 w/ Cover & Gasket (Up to 4") | 2 |  | E | 248.38 |  | 248.38 | 184.96 | -42.69 | 106 | 212 |  | Normal | E | 1.339 |  | 2.678 |  |  | 2.678 |  | Normal | ATKORE - CALPIPE | 84765600532 | S61000LB00 |  | Average Market Price |  |  | 10 ¦¦ Roughing-In | 110 ¦¦ Conduits / Fittings / Boxes | 270 ¦¦ Branch Conduit Fittings | 1016 ¦¦ Conduit RIGID 1" & Below |  | 3030 ¦¦ Raceways & Fittings | 015-220-00 ¦¦ O/H BRANCH CONDUITS 1-1/4"- & MC #6 - | 1000 ¦¦ Conduit & Fittings | 8/2/2023 |  | ¦¦ GROUNDING | ¦¦ GROUNDING: EQUIPMENT
| 1" | T Conduit Body - RMC Stainless Steel 316 w/ Cover & Gasket | 2 |  | E | 287.49 |  | 287.49 | 243.79 | -49.547 | 123 | 246 |  | Normal | E | 1.701 |  | 3.402 |  |  | 3.402 |  | Normal | ATKORE - CALPIPE | 84765600103 | S61000TE00 |  | Average Market Price |  |  | 10 ¦¦ Roughing-In | 110 ¦¦ Conduits / Fittings / Boxes | 270 ¦¦ Branch Conduit Fittings | 1016 ¦¦ Conduit RIGID 1" & Below |  | 3030 ¦¦ Raceways & Fittings | 015-220-00 ¦¦ O/H BRANCH CONDUITS 1-1/4"- & MC #6 - | 1000 ¦¦ Conduit & Fittings | 12/14/2021 |  | ¦¦ GROUNDING | ¦¦ GROUNDING: EQUIPMENT
| 1" to 1/2" | Reducer Bushing Male to Female - Stainless Steel 316 | 2 |  | C | 6610 |  | 6610 | 4601.46 | -37.085 | 2895 | 57.9 |  | Normal | C | 14.963 |  | 0.299 |  |  | 0.299 |  | Normal | ATKORE - CALPIPE | 84765600183 | S61000FB05 |  | Average Market Price |  |  | 10 ¦¦ Roughing-In | 110 ¦¦ Conduits / Fittings / Boxes | 270 ¦¦ Branch Conduit Fittings | 1010 ¦¦ Conduit EMT 1" & Below |  | 3030 ¦¦ Raceways & Fittings | 015-220-00 ¦¦ O/H BRANCH CONDUITS 1-1/4"- & MC #6 - | 1000 ¦¦ Conduit & Fittings | 7/19/2023 |  | ¦¦ GROUNDING | ¦¦ GROUNDING: EQUIPMENT
|  | 1/2" Drain Type 4X Not Group A | 2 |  | E | 92.68 |  | 92.68 | 81.53 |  | 81.53 | 163.06 |  | Normal | E | 0.546 |  | 1.092 |  |  | 1.092 |  | Normal | EATON CROUSE-HINDS | 66227605577 | ECD1-N4D |  | Average Market Price |  |  | 10 ¦¦ Roughing-In | 110 ¦¦ Conduits / Fittings / Boxes | 270 ¦¦ Branch Conduit Fittings | 1016 ¦¦ Conduit RIGID 1" & Below |  | 3030 ¦¦ Raceways & Fittings | 015-220-00 ¦¦ O/H BRANCH CONDUITS 1-1/4"- & MC #6 - | 1000 ¦¦ Conduit & Fittings | 5/18/2022 |  | ¦¦ GROUNDING | ¦¦ GROUNDING: EQUIPMENT
--Cost Code 3 (Review): 300 ¦¦ Conduit Straps | [11 empty] | 232.64 | 4.78 |  |  |  |  | 17.751 |  | 0 | 17.752 | 10.325
| 1" | Conduit Clamp w/ Bolt | 52 |  | C | 123.24 |  | 123.24 | 102.61 |  | 102.61 | 53.36 |  | Normal | C | 20.507 |  | 10.664 |  |  | 10.664 |  | Normal | nVent | 78285612002 | CD2B |  | CAPITAL ELECTRIC SUPPLY |  |  | 10 ¦¦ Roughing-In | 110 ¦¦ Conduits / Fittings / Boxes | 300 ¦¦ Conduit Straps | 1010 ¦¦ Conduit EMT 1" & Below |  | 3010 ¦¦ Misc | 015-220-00 ¦¦ O/H BRANCH CONDUITS 1-1/4"- & MC #6 - | 8000 ¦¦ Fasteners & Hangers | 5/29/2024 |  | ¦¦ GROUNDING | ¦¦ GROUNDING: EQUIPMENT
| 3/4" | Right Angle Beam Clamp w/ U-Bolt - Stainless Steel | 2 |  | C | 2711.57 |  | 2711.57 | 1925.21 | -44.266 | 1073 | 21.46 |  | Normal | C | 47.25 |  | 0.945 |  |  | 0.945 |  | Normal | ROBROY INDUSTRIES | 78401115506 | KNRA-3/4-GS |  | Average Market Price |  |  | 10 ¦¦ Roughing-In | 110 ¦¦ Conduits / Fittings / Boxes | 300 ¦¦ Conduit Straps | 1016 ¦¦ Conduit RIGID 1" & Below |  | 3010 ¦¦ Misc | 015-220-00 ¦¦ O/H BRANCH CONDUITS 1-1/4"- & MC #6 - | 8000 ¦¦ Fasteners & Hangers | 2/6/2024 |  | ¦¦ GROUNDING | ¦¦ GROUNDING: EQUIPMENT
| 1" | Right Angle Beam Clamp w/ U-Bolt - Stainless Steel | 13 |  | C | 2817 |  | 2817 | 2000.07 | -39.302 | 1214 | 157.82 |  | Normal | C | 47.25 |  | 6.143 |  |  | 6.143 |  | Normal | ROBROY INDUSTRIES | 78401115508 | KNRA-1-GS |  | Average Market Price |  |  | 10 ¦¦ Roughing-In | 110 ¦¦ Conduits / Fittings / Boxes | 300 ¦¦ Conduit Straps | 1016 ¦¦ Conduit RIGID 1" & Below |  | 3010 ¦¦ Misc | 015-220-00 ¦¦ O/H BRANCH CONDUITS 1-1/4"- & MC #6 - | 8000 ¦¦ Fasteners & Hangers | 2/6/2024 |  | ¦¦ GROUNDING | ¦¦ GROUNDING: EQUIPMENT
| 1" | On Steel Profile - Beam Clamp & 1/4" Bolt | 52 |  | E | [8 empty] | No Cost | E | [7 empty] | No Labor | Generic | [6 empty] | 10 ¦¦ Roughing-In | 110 ¦¦ Conduits / Fittings / Boxes | 300 ¦¦ Conduit Straps |  |  |  |  | 8000 ¦¦ Fasteners & Hangers | 12/31/1899 |  | ¦¦ GROUNDING | ¦¦ GROUNDING: EQUIPMENT
--Cost Code 3 (Review): 310 ¦¦ Hardware/Anchors | [11 empty] | 55.13 | 1.13 |  |  |  |  | 32.76 |  | 0 | 32.76 | 19.054
| 1/4-20 | Beam Clamp - Malleable w/ Threaded Hole Bottom & Back | 52 |  | C | 420.52 |  | 420.52 | 65.19 |  | 65.19 | 33.9 |  | Normal | C | 63 |  | 32.76 |  |  | 32.76 |  | Normal | EATON CROUSE-HINDS | 78456410531 | 531 |  | CAPITAL ELECTRIC SUPPLY |  |  | 00 ¦¦ Common Tasks | 050 ¦¦ Hardware | 310 ¦¦ Hardware/Anchors |  |  | 3020 ¦¦ Hardware | 015-220-00 ¦¦ O/H BRANCH CONDUITS 1-1/4"- & MC #6 - | 8000 ¦¦ Fasteners & Hangers | 10/5/2022 |  | ¦¦ GROUNDING | ¦¦ GROUNDING: EQUIPMENT
| 1/4-20 x 1-1/4" | Hex Head Bolt - Plated Steel Grade 5 | 26 |  | C | 32.81 |  | 32.81 | 22.26 |  | 22.26 | 5.79 |  | Normal | C | [7 empty] | Normal | METALLICS | 63972080659 | JG5HC49 |  | CAPITAL ELECTRIC SUPPLY |  |  | 00 ¦¦ Common Tasks | 050 ¦¦ Hardware | 310 ¦¦ Hardware/Anchors | 3010 ¦¦ Panelboards |  | 3020 ¦¦ Hardware | 015-220-00 ¦¦ O/H BRANCH CONDUITS 1-1/4"- & MC #6 - | 8000 ¦¦ Fasteners & Hangers | 7/13/2022 |  | ¦¦ GROUNDING | ¦¦ GROUNDING: EQUIPMENT
| 1/4-20 | Hex Head Nut - Plated Steel | 26 |  | C | 7.27 | 30 | 5.09 | 3.54 |  | 3.54 | 0.92 |  | Normal | C | [7 empty] | Normal | MINERALLAC COMPANY/CULLY | 08593708034 | 40125J |  | CAPITAL ELECTRIC SUPPLY |  |  | 00 ¦¦ Common Tasks | 050 ¦¦ Hardware | 310 ¦¦ Hardware/Anchors | 3010 ¦¦ Panelboards |  | 3020 ¦¦ Hardware | 015-220-00 ¦¦ O/H BRANCH CONDUITS 1-1/4"- & MC #6 - | 8000 ¦¦ Fasteners & Hangers | 7/13/2022 |  | ¦¦ GROUNDING | ¦¦ GROUNDING: EQUIPMENT
| 1/4-20 x 3/8" | Machine Screw Pan Head Slotted - Stainless Steel | 52 |  | C | 34.05 |  | 34.05 | 22.47 |  | 22.47 | 11.68 |  | Normal | C | [7 empty] | Normal | DOTTIE L.H. | 78100270180 | PMS1438 |  | Average Market Price |  |  | 00 ¦¦ Common Tasks | 050 ¦¦ Hardware | 310 ¦¦ Hardware/Anchors | 3010 ¦¦ Panelboards |  | 3020 ¦¦ Hardware | 015-220-00 ¦¦ O/H BRANCH CONDUITS 1-1/4"- & MC #6 - | 8000 ¦¦ Fasteners & Hangers | 7/13/2022 |  | ¦¦ GROUNDING | ¦¦ GROUNDING: EQUIPMENT
| 1/4" x 1-1/4" | Fender Washer - Plated Steel | 26 |  | C | 17.85 | 45 | 9.82 | 8.01 |  | 8.01 | 2.08 |  | Normal | C | [7 empty] | Normal | MINERALLAC COMPANY/CULLY | 08593708059 | 40725J |  | CAPITAL ELECTRIC SUPPLY |  |  | 00 ¦¦ Common Tasks | 050 ¦¦ Hardware | 310 ¦¦ Hardware/Anchors | 3010 ¦¦ Panelboards |  | 3020 ¦¦ Hardware | 015-220-00 ¦¦ O/H BRANCH CONDUITS 1-1/4"- & MC #6 - | 8000 ¦¦ Fasteners & Hangers | 7/13/2022 |  | ¦¦ GROUNDING | ¦¦ GROUNDING: EQUIPMENT
| 1/4" | Lock Washer - Plated Steel | 26 |  | C | 1.38 |  | 1.38 | 2.91 |  | 2.91 | 0.76 |  | Normal | C | [7 empty] | Normal | MINERALLAC COMPANY/CULLY | 08593708051 | 40525J |  | CAPITAL ELECTRIC SUPPLY |  |  | 00 ¦¦ Common Tasks | 050 ¦¦ Hardware | 310 ¦¦ Hardware/Anchors | 3010 ¦¦ Panelboards |  | 3020 ¦¦ Hardware | 015-130-00 ¦¦ RACKS, HANGERS, & SEISMIC | 8000 ¦¦ Fasteners & Hangers | 2/1/2016 |  | ¦¦ GROUNDING | ¦¦ GROUNDING: EQUIPMENT
--Cost Code 3 (Review): 340 ¦¦ Branch Wire #14 #12 #10 | [11 empty] | 34.39 | 0.71 |  |  |  |  | 1.333 |  | 0 | 1.333 | 0.775
| #10 Green | Wire THHN / T90 - Copper | 110 |  | M | 3090.6 |  | 3090.6 | 274.79 |  | 274.79 | 30.23 |  | Normal | M | 9.975 |  | 1.097 |  |  | 1.097 |  | Normal | COPPER BUILDING WIRE | 98010023042 | THHN-10-GRN-19STR-CU-2500S/R |  | CAPITAL ELECTRIC SUPPLY |  |  | 20 ¦¦ Wire & Cable Pulling | 210 ¦¦ Building Wire | 340 ¦¦ Branch Wire #14 #12 #10 | 2005 ¦¦ Wire #8 & Below - Single |  | 2010 ¦¦ Wires / Cables / Cords | 020-220-00 ¦¦ BRANCH WIRE #6 - | 2000 ¦¦ Wire & Cable | 6/5/2024 |  | ¦¦ GROUNDING | ¦¦ GROUNDING: EQUIPMENT
| #14 Black | Wire THHN / T90 - Copper Solid | 22 |  | M | 1229.4 |  | 1229.4 | 126.26 |  | 126.26 | 2.78 |  | Normal | M | 7.14 |  | 0.157 |  |  | 0.157 |  | Normal | COPPER BUILDING WIRE | 98010022300 | THHN-14-BLK-SOL-CU-500S/R |  | CAPITAL ELECTRIC SUPPLY | USA Code |  | 20 ¦¦ Wire & Cable Pulling | 210 ¦¦ Building Wire | 340 ¦¦ Branch Wire #14 #12 #10 | 2005 ¦¦ Wire #8 & Below - Single |  | 2010 ¦¦ Wires / Cables / Cords | 020-220-00 ¦¦ BRANCH WIRE #6 - | 2000 ¦¦ Wire & Cable | 6/5/2024 |  | ¦¦ GROUNDING | ¦¦ GROUNDING: EQUIPMENT
| #14 Green | Wire THHN / T90 - Copper Solid | 11 |  | M | 1229.4 |  | 1229.4 | 126.26 |  | 126.26 | 1.39 |  | Normal | M | 7.14 |  | 0.079 |  |  | 0.079 |  | Normal | COPPER BUILDING WIRE | 98010022340 | THHN-14-GRN-SOL-CU-500S/R |  | CAPITAL ELECTRIC SUPPLY | USA Code |  | 20 ¦¦ Wire & Cable Pulling | 210 ¦¦ Building Wire | 340 ¦¦ Branch Wire #14 #12 #10 | 2005 ¦¦ Wire #8 & Below - Single |  | 2010 ¦¦ Wires / Cables / Cords | 020-220-00 ¦¦ BRANCH WIRE #6 - | 2000 ¦¦ Wire & Cable | 6/5/2024 |  | ¦¦ GROUNDING | ¦¦ GROUNDING: EQUIPMENT
--Cost Code 3 (Review): 350 ¦¦ Feeder Wire #8 & Larger | [11 empty] | 1506.71 | 30.96 |  |  |  |  | 20.538 |  | 0 | 20.538 | 11.945
| #8 Black | Wire THHN / T90 - Copper | 330 |  | M | 5736.64 |  | 5736.64 | 493.11 |  | 493.11 | 162.73 |  | Normal | M | 12.6 |  | 4.158 |  |  | 4.158 |  | Normal | COPPER BUILDING WIRE | 98010063103 | THHN-8-BLK-19STR-CU-1S/R |  | CAPITAL ELECTRIC SUPPLY |  |  | 20 ¦¦ Wire & Cable Pulling | 210 ¦¦ Building Wire | 350 ¦¦ Feeder Wire #8 & Larger | 2505 ¦¦ Wire #6 & Above - Single |  | 2010 ¦¦ Wires / Cables / Cords | 020-220-00 ¦¦ BRANCH WIRE #6 - | 2000 ¦¦ Wire & Cable | 6/5/2024 |  | ¦¦ GROUNDING | ¦¦ GROUNDING: EQUIPMENT
| #1/0 Black | Wire THHN / T90 - Copper | 520 |  | M | 32323.67 |  | 32323.67 | 2584.58 |  | 2584.58 | 1343.98 |  | Normal | M | 31.5 |  | 16.38 |  |  | 16.38 |  | Normal | COPPER BUILDING WIRE | 98010013402 | THHN-1/0-BLK-19STR-CU-5000R |  | CAPITAL ELECTRIC SUPPLY |  |  | 20 ¦¦ Wire & Cable Pulling | 210 ¦¦ Building Wire | 350 ¦¦ Feeder Wire #8 & Larger | 2505 ¦¦ Wire #6 & Above - Single |  | 2010 ¦¦ Wires / Cables / Cords | 020-140-00 ¦¦ FEEDER WIRE #4 + | 2000 ¦¦ Wire & Cable | 6/5/2024 |  | ¦¦ GROUNDING | ¦¦ GROUNDING: EQUIPMENT
--Cost Code 3 (Review): 370 ¦¦ Lugs/Terminations | [11 empty] | 106.85 | 2.2 |  |  |  |  | 17.72 |  | 0 | 17.721 | 10.307
| 60A - #8 | Switchboard Termination on Circuit Breaker or Switch 3 Pole + Neutral - Copper | 2 |  | E | 5 |  | 5 |  |  | 5 | 10 |  | No Cost | E | 1.418 |  | 2.836 |  |  | 2.836 |  | Normal | Generic | [6 empty] | 30 ¦¦ Electrical Equipment | 390 ¦¦ Terminations | 370 ¦¦ Lugs/Terminations | 2555 ¦¦ Wire Terms #6 and Above |  | 1040 ¦¦ Gear / Switchgear / Switchboards / MCC's / Panels | 031-310-00 ¦¦ SWITCHGEAR, PANELS, & DISC. | 10000 ¦¦ Distribution | 12/31/1899 |  | ¦¦ GROUNDING | ¦¦ GROUNDING: EQUIPMENT
| #1/0 | Wire Lug Compression for Aluminum or Copper w/ 2-Holes - Aluminum | 13 |  | E | 23.47 |  | 23.47 | 7.41 |  | 7.41 | 96.33 |  | Normal | C | 110.25 |  | 14.333 |  |  | 14.333 |  | Normal | NSI INDUSTRIES | 66238103100 | AL1/0N |  | CAPITAL ELECTRIC SUPPLY |  |  | 30 ¦¦ Electrical Equipment | 390 ¦¦ Terminations | 370 ¦¦ Lugs/Terminations | 2555 ¦¦ Wire Terms #6 and Above |  | 2010 ¦¦ Wires / Cables / Cords | 020-140-00 ¦¦ FEEDER WIRE #4 + | 4000 ¦¦ Wire & Cable Accessories | 2/6/2024 |  | ¦¦ GROUNDING | ¦¦ GROUNDING: EQUIPMENT
| #22 to #12 | Wire Connector Performance Plus (Connector/skirt) | 2 |  | M | 60 |  | 60 | 88 |  | 88 | 0.18 |  | Normal | C | 11.025 |  | 0.221 |  |  | 0.221 |  | Normal | 3M | 05400743153 | O/B+JUG |  | CAPITAL ELECTRIC SUPPLY |  |  | 30 ¦¦ Electrical Equipment | 390 ¦¦ Terminations | 370 ¦¦ Lugs/Terminations | 2050 ¦¦ Wire Terms #8 & Below |  | 2010 ¦¦ Wires / Cables / Cords | 020-220-00 ¦¦ BRANCH WIRE #6 - | 4000 ¦¦ Wire & Cable Accessories | 12/30/2022 |  | ¦¦ GROUNDING | ¦¦ GROUNDING: EQUIPMENT
| #22 to #8 | Wire Connector Performance Plus (Connector/skirt) | 3 |  | M | 90 |  | 90 | 115 |  | 115 | 0.35 |  | Normal | C | 11.025 |  | 0.331 |  |  | 0.331 |  | Normal | 3M | 05400743155 | R/Y+JUG |  | CAPITAL ELECTRIC SUPPLY |  |  | 30 ¦¦ Electrical Equipment | 390 ¦¦ Terminations | 370 ¦¦ Lugs/Terminations | 2050 ¦¦ Wire Terms #8 & Below |  | 2010 ¦¦ Wires / Cables / Cords | 020-220-00 ¦¦ BRANCH WIRE #6 - | 4000 ¦¦ Wire & Cable Accessories | 12/30/2022 |  | ¦¦ GROUNDING | ¦¦ GROUNDING: EQUIPMENT
--Cost Code 3 (Review): 560 ¦¦ Grounding | [11 empty] | 238.42 | 4.9 |  |  |  |  | 25.935 |  | 0 | 25.935 | 15.084
| 90 | Weld Metal Standard | 13 |  | E | 18.73 |  | 18.73 | 15.84 |  | 15.84 | 205.92 |  | Normal | E | [7 empty] | No Labor | nVent | 78285600166 | 90 |  | CAPITAL ELECTRIC SUPPLY |  |  | 20 ¦¦ Wire & Cable Pulling | 250 ¦¦ Grounding & Bonding | 560 ¦¦ Grounding | 5025 ¦¦ Grounding |  |  | 031-310-00 ¦¦ SWITCHGEAR, PANELS, & DISC. | 12000 ¦¦ Grounding | 5/29/2024 |  | ¦¦ GROUNDING | ¦¦ GROUNDING: EQUIPMENT
| #1/0 | Wire to Flat Steel Horizontal Termination Connection (Labor) | 13 |  | E | [8 empty] | No Cost | E | 1.995 |  | 25.935 |  |  | 25.935 |  | Normal | Generic | [6 empty] | 20 ¦¦ Wire & Cable Pulling | 250 ¦¦ Grounding & Bonding | 560 ¦¦ Grounding | 5025 ¦¦ Grounding |  |  | 031-310-00 ¦¦ SWITCHGEAR, PANELS, & DISC. | 12000 ¦¦ Grounding | 7/5/2024 |  | ¦¦ GROUNDING | ¦¦ GROUNDING: EQUIPMENT
| Price Range 2 | Weld Mold Wear Allowance | 0.26 |  | E | 125 |  | 125 |  |  | 125 | 32.5 |  | Normal | E | [7 empty] | No Labor | Generic | [6 empty] | 20 ¦¦ Wire & Cable Pulling | 250 ¦¦ Grounding & Bonding | 560 ¦¦ Grounding | 5025 ¦¦ Grounding |  |  | 031-310-00 ¦¦ SWITCHGEAR, PANELS, & DISC. | 12000 ¦¦ Grounding | 2/17/2016 |  | ¦¦ GROUNDING | ¦¦ GROUNDING: EQUIPMENT
System: ¦¦ I&C | [11 empty] | 257672.94 | 81.8 |  |  |  |  | 4011.273 |  | 0 | 4011.28 | 83.841
-Takeoff Task: ¦¦ I&C: PROCESS | [11 empty] | 255583.18 | 99.19 |  |  |  |  | 3915.801 |  | 0 | 3915.808 | 97.62
--Cost Code 3 (Review): 240 ¦¦ Pull /Junction Boxes | [11 empty] | 55438 | 21.69 |  |  |  |  | 147.304 |  | 0 | 147.304 | 3.762
| 6" H x 6" W x 4" D | Junction Box Continuous Hinged Cover NEMA 4X - Stainless Steel 316 | 2 |  | E | 598 |  | 598 | 569.3 | -26.576 | 418 | 836 |  | Normal | E | 1.134 |  | 2.268 |  |  | 2.268 |  | Normal | nVent | 78351083400 | A606CHNFSS6 |  | Average Market Price |  |  | 10 ¦¦ Roughing-In | 110 ¦¦ Conduits / Fittings / Boxes | 240 ¦¦ Pull /Junction Boxes | 1555 ¦¦ J-Boxes/Pull Boxes |  | 3010 ¦¦ Misc | 015-220-00 ¦¦ O/H BRANCH CONDUITS 1-1/4"- & MC #6 - | 5000 ¦¦ Boxes & Cabinets | 3/20/2024 |  | ¦¦ I&C | ¦¦ I&C: PROCESS
| 10" H x 8" W x 4" D | Junction Box Continuous Hinged Cover NEMA 4X - Stainless Steel 316 | 6 |  | E | 820 |  | 820 | 780.37 | -24.395 | 590 | 3540 |  | Normal | E | 1.323 |  | 7.938 |  |  | 7.938 |  | Normal | nVent | 78351083420 | A1008CHNFSS6 |  | Average Market Price |  |  | 10 ¦¦ Roughing-In | 110 ¦¦ Conduits / Fittings / Boxes | 240 ¦¦ Pull /Junction Boxes | 1555 ¦¦ J-Boxes/Pull Boxes |  | 3010 ¦¦ Misc | 015-220-00 ¦¦ O/H BRANCH CONDUITS 1-1/4"- & MC #6 - | 5000 ¦¦ Boxes & Cabinets | 3/20/2024 |  | ¦¦ I&C | ¦¦ I&C: PROCESS
| 12" H x 12" W x 6" D | Junction Box Continuous Hinged Cover NEMA 12 - Painted Steel | 12 |  | E | 217 |  | 217 | 150.61 | 21.506 | 183 | 2196 |  | Normal | E | 2.363 |  | 28.356 |  |  | 28.356 |  | Normal | AUSTIN ELECTRICAL ENCLOSURES | 70735300702 | AB-12126JH |  | Anixter |  |  | 10 ¦¦ Roughing-In | 110 ¦¦ Conduits / Fittings / Boxes | 240 ¦¦ Pull /Junction Boxes | 1555 ¦¦ J-Boxes/Pull Boxes |  | 3010 ¦¦ Misc | 015-140-00 ¦¦ O/H FEEDER CONDUITS 1-1/2 + & MC #4 + | 5000 ¦¦ Boxes & Cabinets | 3/20/2024 |  | ¦¦ I&C | ¦¦ I&C: PROCESS
| 20" H x 16" W x 6" D | Junction Box Continuous Hinged Cover w/ Data Pocket NEMA 4X - Stainless Steel 316 | 13 |  | E | 2099 |  | 2099 | 1987.25 | -18.631 | 1617 | 21021 |  | Normal | E | 2.268 |  | 29.484 |  |  | 29.484 |  | Normal | nVent | 78351029090 | A20H1606SS6LP |  | Average Market Price |  |  | 10 ¦¦ Roughing-In | 110 ¦¦ Conduits / Fittings / Boxes | 240 ¦¦ Pull /Junction Boxes | 1555 ¦¦ J-Boxes/Pull Boxes |  | 3010 ¦¦ Misc | 015-140-00 ¦¦ O/H FEEDER CONDUITS 1-1/2 + & MC #4 + | 5000 ¦¦ Boxes & Cabinets | 3/20/2024 |  | ¦¦ I&C | ¦¦ I&C: PROCESS
| 24" H x 20" W x 6" D | Junction Box Continuous Hinged Cover w/ Data Pocket NEMA 4X - Stainless Steel 316 | 7 |  | E | 2700 |  | 2700 | 2593.14 | -16.202 | 2173 | 15211 |  | Normal | E | 3.024 |  | 21.168 |  |  | 21.168 |  | Normal | nVent | 78351083580 | A24H2006SS6LP |  | Average Market Price |  |  | 10 ¦¦ Roughing-In | 110 ¦¦ Conduits / Fittings / Boxes | 240 ¦¦ Pull /Junction Boxes | 1555 ¦¦ J-Boxes/Pull Boxes |  | 3010 ¦¦ Misc | 015-140-00 ¦¦ O/H FEEDER CONDUITS 1-1/2 + & MC #4 + | 5000 ¦¦ Boxes & Cabinets | 3/20/2024 |  | ¦¦ I&C | ¦¦ I&C: PROCESS
| 20" H x 16" W x 6" D | Junction Box Continuous Hinged Cover w/ Data Pocket NEMA 12 - Painted Steel | 14 |  | E | 594 |  | 594 | 415.44 | 23.965 | 515 | 7210 |  | Normal | E | 2.079 |  | 29.106 |  |  | 29.106 |  | Normal | nVent | 78351028030 | A201606LP |  | BORDER STATES ELECTRIC |  |  | 10 ¦¦ Roughing-In | 110 ¦¦ Conduits / Fittings / Boxes | 240 ¦¦ Pull /Junction Boxes | 1555 ¦¦ J-Boxes/Pull Boxes |  | 3010 ¦¦ Misc | 015-140-00 ¦¦ O/H FEEDER CONDUITS 1-1/2 + & MC #4 + | 5000 ¦¦ Boxes & Cabinets | 3/20/2024 |  | ¦¦ I&C | ¦¦ I&C: PROCESS
| 24" H x 24" W x 6" D | Junction Box Continuous Hinged Cover w/ Data Pocket NEMA 12 - Painted Steel | 8 |  | E | 739 |  | 739 | 516.86 | 31.177 | 678 | 5424 |  | Normal | E | 3.623 |  | 28.984 |  |  | 28.984 |  | Normal | nVent | 78351028080 | A242406LP |  | BORDER STATES ELECTRIC |  |  | 10 ¦¦ Roughing-In | 110 ¦¦ Conduits / Fittings / Boxes | 240 ¦¦ Pull /Junction Boxes | 1555 ¦¦ J-Boxes/Pull Boxes |  | 3010 ¦¦ Misc | 015-140-00 ¦¦ O/H FEEDER CONDUITS 1-1/2 + & MC #4 + | 5000 ¦¦ Boxes & Cabinets | 3/20/2024 |  | ¦¦ I&C | ¦¦ I&C: PROCESS
--Cost Code 3 (Review): 250 ¦¦ Mounts/Handling/Labels | [11 empty] | 562.57 | 0.22 |  |  |  |  | 16.322 |  | 0 | 16.322 | 0.417
|  | Thermal Transfer Ribbon | 1.036 |  | E | 45.59 |  | 45.59 | 50.49 |  | 50.49 | 52.31 |  | Halted | E | [7 empty] | No Labor | BRADY | 66282018389 | PTL-23-427 |  | CAPITAL ELECTRIC SUPPLY |  |  | 30 ¦¦ Electrical Equipment | 390 ¦¦ Terminations | 250 ¦¦ Mounts/Handling/Labels | 2050 ¦¦ Wire Terms #8 & Below |  |  | 310-000-00 ¦¦ CONSUMABLES & TOOLS | 8000 ¦¦ Fasteners & Hangers | 5/10/2023 |  | ¦¦ I&C | ¦¦ I&C: PROCESS
|  | Permasleeve Wire Marker for #22 - #16 (Box of 1,000) | 1.036 |  | E | 449.99 |  | 449.99 | 492.53 |  | 492.53 | 510.26 |  | Halted | E | 15.755 |  | 16.322 |  |  | 16.322 |  | Normal | BRADY | 66282092761 | BM71-125-1-342 |  | CAPITAL ELECTRIC SUPPLY |  |  | 30 ¦¦ Electrical Equipment | 390 ¦¦ Terminations | 250 ¦¦ Mounts/Handling/Labels | 2050 ¦¦ Wire Terms #8 & Below |  |  | 310-000-00 ¦¦ CONSUMABLES & TOOLS | 8000 ¦¦ Fasteners & Hangers | 5/10/2023 |  | ¦¦ I&C | ¦¦ I&C: PROCESS
--Cost Code 3 (Review): 260 ¦¦ Branch Conduit | [11 empty] | 21577.59 | 8.44 |  |  |  |  | 301.424 |  | 0 | 301.424 | 7.698
| 3/4" | Conduit - LFMC Aluminum Gray | 785 |  | C | 675 |  | 675 | 561.01 | -30 | 392.71 | 3082.77 |  | Normal | C | 7.875 |  | 61.819 |  |  | 61.819 |  | Normal | ELECTRI FLEX | 78267342102 | 42102 |  | Average Market Price |  |  | 10 ¦¦ Roughing-In | 110 ¦¦ Conduits / Fittings / Boxes | 260 ¦¦ Branch Conduit | 1010 ¦¦ Conduit EMT 1" & Below |  | 3030 ¦¦ Raceways & Fittings | 015-220-00 ¦¦ O/H BRANCH CONDUITS 1-1/4"- & MC #6 - | 1000 ¦¦ Conduit & Fittings | 10/20/2021 |  | ¦¦ I&C | ¦¦ I&C: PROCESS
| 3/4" | Conduit - RMC Galvanized 10' Lengths | 500 |  | C | 843.02 |  | 843.02 | 317.35 |  | 317.35 | 1586.75 |  | Normal | C | 9.45 |  | 47.25 |  |  | 47.25 |  | Normal | GALV. RIGID CONDUIT IMC & EMT | 98001000102 | 3/4-GALV-STEEL |  | CAPITAL ELECTRIC SUPPLY | USA Code |  | 10 ¦¦ Roughing-In | 110 ¦¦ Conduits / Fittings / Boxes | 260 ¦¦ Branch Conduit | 1016 ¦¦ Conduit RIGID 1" & Below |  | 3030 ¦¦ Raceways & Fittings | 015-220-00 ¦¦ O/H BRANCH CONDUITS 1-1/4"- & MC #6 - | 1000 ¦¦ Conduit & Fittings | 5/15/2024 |  | ¦¦ I&C | ¦¦ I&C: PROCESS
| 3/4" | Conduit - RMC Stainless Steel 316 10' Lengths | 1355 |  | C | 650.33 |  | 650.33 | 416.21 | 143.146 | 1012 | 13712.6 |  | Normal | C | 11.865 |  | 160.771 |  |  | 160.771 |  | Normal | PATRIOT INDUSTRIES-STEEL ALUMINU | 81297302211 | 304SS1-034 |  | Average Market Price |  |  | 10 ¦¦ Roughing-In | 110 ¦¦ Conduits / Fittings / Boxes | 260 ¦¦ Branch Conduit | 1016 ¦¦ Conduit RIGID 1" & Below |  | 3030 ¦¦ Raceways & Fittings | 015-220-00 ¦¦ O/H BRANCH CONDUITS 1-1/4"- & MC #6 - | 1000 ¦¦ Conduit & Fittings | 4/7/2021 |  | ¦¦ I&C | ¦¦ I&C: PROCESS
| 1" | Conduit - RMC Stainless Steel 316 10' Lengths | 220 |  | C | 836 |  | 836 | 535.04 | 168.952 | 1439 | 3165.8 |  | Normal | C | 13.86 |  | 30.492 |  |  | 30.492 |  | Normal | PATRIOT INDUSTRIES-STEEL ALUMINU | 81297302212 | 304SS1-100 |  | Average Market Price |  |  | 10 ¦¦ Roughing-In | 110 ¦¦ Conduits / Fittings / Boxes | 260 ¦¦ Branch Conduit | 1016 ¦¦ Conduit RIGID 1" & Below |  | 3030 ¦¦ Raceways & Fittings | 015-220-00 ¦¦ O/H BRANCH CONDUITS 1-1/4"- & MC #6 - | 1000 ¦¦ Conduit & Fittings | 2/18/2020 |  | ¦¦ I&C | ¦¦ I&C: PROCESS
| 1" x 12" | Nipple - RMC Galvanized | 2 |  | C | 4926 |  | 4926 | 1483.2 |  | 1483.2 | 29.66 |  | Normal | C | 54.6 |  | 1.092 |  |  | 1.092 |  | Normal | CONDUIT COUPLINGS, ELBOWS, & ACC | 98002000471 | 1X12-GALV-NIP |  | CAPITAL ELECTRIC SUPPLY | USA Code |  | 10 ¦¦ Roughing-In | 110 ¦¦ Conduits / Fittings / Boxes | 260 ¦¦ Branch Conduit | 1016 ¦¦ Conduit RIGID 1" & Below |  | 3030 ¦¦ Raceways & Fittings | 015-220-00 ¦¦ O/H BRANCH CONDUITS 1-1/4"- & MC #6 - | 1000 ¦¦ Conduit & Fittings | 12/10/2023 |  | ¦¦ I&C | ¦¦ I&C: PROCESS
--Cost Code 3 (Review): 270 ¦¦ Branch Conduit Fittings | [11 empty] | 31502.37 | 12.33 |  |  |  |  | 365.985 |  | 0 | 365.986 | 9.346
| 3/4" | Connector - Liquidtight BULLET | 314 |  | C | 1232.78 | 38 | 764.32 | 333.1 | 200 | 999.3 | 3137.8 |  | Normal | C | 28.35 |  | 89.019 |  |  | 89.019 |  | Normal | EATON CROUSE-HINDS | 78456431075 | LTB75 |  | CAPITAL ELECTRIC SUPPLY | USA Code |  | 10 ¦¦ Roughing-In | 110 ¦¦ Conduits / Fittings / Boxes | 270 ¦¦ Branch Conduit Fittings | 1010 ¦¦ Conduit EMT 1" & Below |  | 3030 ¦¦ Raceways & Fittings | 015-220-00 ¦¦ O/H BRANCH CONDUITS 1-1/4"- & MC #6 - | 1000 ¦¦ Conduit & Fittings | 5/18/2022 |  | ¦¦ I&C | ¦¦ I&C: PROCESS
| 3/4" | Connector - RMC Threaded Hub Stainless Steel 316 | 157 |  | E | 64.54 |  | 64.54 | 44.37 | -9.849 | 40 | 6280 |  | Normal | C | 23.538 |  | 36.955 |  |  | 36.955 |  | Normal | ATKORE - CALPIPE | 84765600212 | S60700MC00 |  | Average Market Price |  |  | 10 ¦¦ Roughing-In | 110 ¦¦ Conduits / Fittings / Boxes | 270 ¦¦ Branch Conduit Fittings | 1016 ¦¦ Conduit RIGID 1" & Below |  | 3030 ¦¦ Raceways & Fittings | 015-220-00 ¦¦ O/H BRANCH CONDUITS 1-1/4"- & MC #6 - | 1000 ¦¦ Conduit & Fittings | 7/19/2023 |  | ¦¦ I&C | ¦¦ I&C: PROCESS
| 3/4" | Connector - RMC Threaded Hub Diecast | 20 |  | C |  |  |  | 664.2 |  | 664.2 | 132.84 |  | Normal | C | 73.5 |  | 14.7 |  |  | 14.7 |  | Normal | EATON CROUSE-HINDS | 78473110004 | ST-2 |  | CAPITAL ELECTRIC SUPPLY |  |  | 10 ¦¦ Roughing-In | 110 ¦¦ Conduits / Fittings / Boxes | 270 ¦¦ Branch Conduit Fittings | 1016 ¦¦ Conduit RIGID 1" & Below |  | 3030 ¦¦ Raceways & Fittings | 015-220-00 ¦¦ O/H BRANCH CONDUITS 1-1/4"- & MC #6 - | 1000 ¦¦ Conduit & Fittings | 7/9/2024 |  | ¦¦ I&C | ¦¦ I&C: PROCESS
| 3/4" | Connector - RMC Threaded Hub Stainless Steel 316 | 8 |  | E | 91.92 |  | 91.92 | 65.92 | -39.32 | 40 | 320 |  | Normal | C | 23.625 |  | 1.89 |  |  | 1.89 |  | Normal | ATKORE - CALPIPE | 84765600149 | S60700LT00 |  | Average Market Price |  |  | 10 ¦¦ Roughing-In | 110 ¦¦ Conduits / Fittings / Boxes | 270 ¦¦ Branch Conduit Fittings | 1016 ¦¦ Conduit RIGID 1" & Below |  | 3030 ¦¦ Raceways & Fittings | 015-220-00 ¦¦ O/H BRANCH CONDUITS 1-1/4"- & MC #6 - | 1000 ¦¦ Conduit & Fittings | 7/19/2023 |  | ¦¦ I&C | ¦¦ I&C: PROCESS
| 1" | Connector - RMC Threaded Hub Stainless Steel 316 | 12 |  | E | 109.52 |  | 109.52 | 76.32 | -38.417 | 47 | 564 |  | Normal | C | 27.563 |  | 3.308 |  |  | 3.308 |  | Normal | ATKORE - CALPIPE | 84765600150 | S61000LT00 |  | Average Market Price |  |  | 10 ¦¦ Roughing-In | 110 ¦¦ Conduits / Fittings / Boxes | 270 ¦¦ Branch Conduit Fittings | 1016 ¦¦ Conduit RIGID 1" & Below |  | 3030 ¦¦ Raceways & Fittings | 015-220-00 ¦¦ O/H BRANCH CONDUITS 1-1/4"- & MC #6 - | 1000 ¦¦ Conduit & Fittings | 7/19/2023 |  | ¦¦ I&C | ¦¦ I&C: PROCESS
| 3/4" | Insulating Bushing - EMT | 157 |  | C | 16.74 | 12 | 14.73 | 14.85 |  | 14.85 | 23.31 |  | Normal | C | 3.15 |  | 4.946 |  |  | 4.946 |  | Normal | ARLINGTON INDUSTRIES | 01899712205 | EMT75 |  | CAPITAL ELECTRIC SUPPLY |  |  | 10 ¦¦ Roughing-In | 110 ¦¦ Conduits / Fittings / Boxes | 270 ¦¦ Branch Conduit Fittings | 1010 ¦¦ Conduit EMT 1" & Below |  | 3030 ¦¦ Raceways & Fittings | 015-220-00 ¦¦ O/H BRANCH CONDUITS 1-1/4"- & MC #6 - | 1000 ¦¦ Conduit & Fittings | 7/13/2022 |  | ¦¦ I&C | ¦¦ I&C: PROCESS
| 3/4" | LB Conduit Body - RMC Galvanized w/ Cover & Gasket (Up to 2") | 7 |  | E | 28.36 |  | 28.36 | 27.12 |  | 27.12 | 189.84 |  | Normal | E | 0.998 |  | 6.986 |  |  | 6.986 |  | Normal | EATON CROUSE-HINDS | 78227414106 | LB27-CG |  | Average Market Price |  |  | 10 ¦¦ Roughing-In | 110 ¦¦ Conduits / Fittings / Boxes | 270 ¦¦ Branch Conduit Fittings | 1016 ¦¦ Conduit RIGID 1" & Below |  | 3030 ¦¦ Raceways & Fittings | 015-220-00 ¦¦ O/H BRANCH CONDUITS 1-1/4"- & MC #6 - | 1000 ¦¦ Conduit & Fittings | 5/18/2022 |  | ¦¦ I&C | ¦¦ I&C: PROCESS
| 3/4" | LB Conduit Body - RMC Stainless Steel 316 w/ Cover & Gasket (Up to 4") | 161 |  | E | 224.91 |  | 224.91 | 155.92 | -38.43 | 96 | 15456 |  | Normal | E | 0.992 |  | 159.712 |  |  | 159.712 |  | Normal | ATKORE - CALPIPE | 84765600094 | S60700LB00 |  | Average Market Price |  |  | 10 ¦¦ Roughing-In | 110 ¦¦ Conduits / Fittings / Boxes | 270 ¦¦ Branch Conduit Fittings | 1016 ¦¦ Conduit RIGID 1" & Below |  | 3030 ¦¦ Raceways & Fittings | 015-220-00 ¦¦ O/H BRANCH CONDUITS 1-1/4"- & MC #6 - | 1000 ¦¦ Conduit & Fittings | 12/14/2021 |  | ¦¦ I&C | ¦¦ I&C: PROCESS
| 1" | LB Conduit Body - RMC Stainless Steel 316 w/ Cover & Gasket (Up to 4") | 3 |  | E | 248.38 |  | 248.38 | 184.96 | -42.69 | 106 | 318 |  | Normal | E | 1.339 |  | 4.017 |  |  | 4.017 |  | Normal | ATKORE - CALPIPE | 84765600532 | S61000LB00 |  | Average Market Price |  |  | 10 ¦¦ Roughing-In | 110 ¦¦ Conduits / Fittings / Boxes | 270 ¦¦ Branch Conduit Fittings | 1016 ¦¦ Conduit RIGID 1" & Below |  | 3030 ¦¦ Raceways & Fittings | 015-220-00 ¦¦ O/H BRANCH CONDUITS 1-1/4"- & MC #6 - | 1000 ¦¦ Conduit & Fittings | 8/2/2023 |  | ¦¦ I&C | ¦¦ I&C: PROCESS
| 3/4" | T Conduit Body - RMC Stainless Steel 316 w/ Cover & Gasket | 5 |  | E | 256.2 |  | 256.2 | 179.7 | -38.787 | 110 | 550 |  | Normal | E | 1.339 |  | 6.695 |  |  | 6.695 |  | Normal | ATKORE - CALPIPE | 84765600102 | S60700TE00 |  | Average Market Price |  |  | 10 ¦¦ Roughing-In | 110 ¦¦ Conduits / Fittings / Boxes | 270 ¦¦ Branch Conduit Fittings | 1016 ¦¦ Conduit RIGID 1" & Below |  | 3030 ¦¦ Raceways & Fittings | 015-220-00 ¦¦ O/H BRANCH CONDUITS 1-1/4"- & MC #6 - | 1000 ¦¦ Conduit & Fittings | 12/14/2021 |  | ¦¦ I&C | ¦¦ I&C: PROCESS
| 1" | T Conduit Body - RMC Stainless Steel 316 w/ Cover & Gasket | 8 |  | E | 287.49 |  | 287.49 | 243.79 | -49.547 | 123 | 984 |  | Normal | E | 1.701 |  | 13.608 |  |  | 13.608 |  | Normal | ATKORE - CALPIPE | 84765600103 | S61000TE00 |  | Average Market Price |  |  | 10 ¦¦ Roughing-In | 110 ¦¦ Conduits / Fittings / Boxes | 270 ¦¦ Branch Conduit Fittings | 1016 ¦¦ Conduit RIGID 1" & Below |  | 3030 ¦¦ Raceways & Fittings | 015-220-00 ¦¦ O/H BRANCH CONDUITS 1-1/4"- & MC #6 - | 1000 ¦¦ Conduit & Fittings | 12/14/2021 |  | ¦¦ I&C | ¦¦ I&C: PROCESS
| 3/4" to 1/2" | Reducer Bushing Male to Female - Stainless Steel 316 | 5 |  | C | 3814 |  | 3814 | 2617.23 | -36.039 | 1674 | 83.7 |  | Normal | C | 12.915 |  | 0.646 |  |  | 0.646 |  | Normal | ATKORE - CALPIPE | 84765600182 | S60700FB05 |  | Average Market Price |  |  | 10 ¦¦ Roughing-In | 110 ¦¦ Conduits / Fittings / Boxes | 270 ¦¦ Branch Conduit Fittings | 1010 ¦¦ Conduit EMT 1" & Below |  | 3030 ¦¦ Raceways & Fittings | 015-220-00 ¦¦ O/H BRANCH CONDUITS 1-1/4"- & MC #6 - | 1000 ¦¦ Conduit & Fittings | 7/19/2023 |  | ¦¦ I&C | ¦¦ I&C: PROCESS
| 1" to 1/2" | Reducer Bushing Male to Female - Stainless Steel 316 | 26 |  | C | 6610 |  | 6610 | 4601.46 | -37.085 | 2895 | 752.7 |  | Normal | C | 14.963 |  | 3.89 |  |  | 3.89 |  | Normal | ATKORE - CALPIPE | 84765600183 | S61000FB05 |  | Average Market Price |  |  | 10 ¦¦ Roughing-In | 110 ¦¦ Conduits / Fittings / Boxes | 270 ¦¦ Branch Conduit Fittings | 1010 ¦¦ Conduit EMT 1" & Below |  | 3030 ¦¦ Raceways & Fittings | 015-220-00 ¦¦ O/H BRANCH CONDUITS 1-1/4"- & MC #6 - | 1000 ¦¦ Conduit & Fittings | 7/19/2023 |  | ¦¦ I&C | ¦¦ I&C: PROCESS
| 3/4" | Sealing Fitting w/ Drain Female to Male - Aluminum | 4 |  | E | 111.75 |  | 111.75 | 86.45 |  | 86.45 | 345.8 |  | Normal | E | 0.945 |  | 3.78 |  |  | 3.78 |  | Normal | EATON CROUSE-HINDS | 78227410218 | EYD26-SA |  | Average Market Price |  |  | 10 ¦¦ Roughing-In | 110 ¦¦ Conduits / Fittings / Boxes | 270 ¦¦ Branch Conduit Fittings | 1016 ¦¦ Conduit RIGID 1" & Below |  | 3030 ¦¦ Raceways & Fittings | 015-220-00 ¦¦ O/H BRANCH CONDUITS 1-1/4"- & MC #6 - | 1000 ¦¦ Conduit & Fittings | 5/18/2022 |  | ¦¦ I&C | ¦¦ I&C: PROCESS
| 3/4" | Field Cut Knockout Labor | 163 |  | E | [8 empty] | No Cost | E | [7 empty] | Normal | Generic | [6 empty] | 10 ¦¦ Roughing-In | 110 ¦¦ Conduits / Fittings / Boxes | 270 ¦¦ Branch Conduit Fittings | 1010 ¦¦ Conduit EMT 1" & Below |  | 3030 ¦¦ Raceways & Fittings | 015-220-00 ¦¦ O/H BRANCH CONDUITS 1-1/4"- & MC #6 - | 1000 ¦¦ Conduit & Fittings | 12/31/1899 |  | ¦¦ I&C | ¦¦ I&C: PROCESS
| 1" | Field Cut Knockout Labor | 12 |  | E | [8 empty] | No Cost | E | [7 empty] | Normal | Generic | [6 empty] | 10 ¦¦ Roughing-In | 110 ¦¦ Conduits / Fittings / Boxes | 270 ¦¦ Branch Conduit Fittings | 1010 ¦¦ Conduit EMT 1" & Below |  | 3030 ¦¦ Raceways & Fittings | 015-220-00 ¦¦ O/H BRANCH CONDUITS 1-1/4"- & MC #6 - | 1000 ¦¦ Conduit & Fittings | 12/31/1899 |  | ¦¦ I&C | ¦¦ I&C: PROCESS
|  | 1/2" Drain Type 4X Not Group A | 29 |  | E | 92.68 |  | 92.68 | 81.53 |  | 81.53 | 2364.37 |  | Normal | E | 0.546 |  | 15.834 |  |  | 15.834 |  | Normal | EATON CROUSE-HINDS | 66227605577 | ECD1-N4D |  | Average Market Price |  |  | 10 ¦¦ Roughing-In | 110 ¦¦ Conduits / Fittings / Boxes | 270 ¦¦ Branch Conduit Fittings | 1016 ¦¦ Conduit RIGID 1" & Below |  | 3030 ¦¦ Raceways & Fittings | 015-220-00 ¦¦ O/H BRANCH CONDUITS 1-1/4"- & MC #6 - | 1000 ¦¦ Conduit & Fittings | 5/18/2022 |  | ¦¦ I&C | ¦¦ I&C: PROCESS
--Cost Code 3 (Review): 280 ¦¦ Feeder Conduit | [11 empty] | 60138.43 | 23.53 |  |  |  |  | 568.124 |  | 0 | 568.125 | 14.508
| 1-1/4" | Conduit - RMC Galvanized 10' Lengths | 200 |  | C | 2011.78 |  | 2011.78 | 792.35 |  | 792.35 | 1584.7 |  | Normal | C | 12.6 |  | 25.2 |  |  | 25.2 |  | Normal | GALV. RIGID CONDUIT IMC & EMT | 98001000104 | 1-1/4-GALV-STEEL |  | CAPITAL ELECTRIC SUPPLY | USA Code |  | 10 ¦¦ Roughing-In | 110 ¦¦ Conduits / Fittings / Boxes | 280 ¦¦ Feeder Conduit | 1516 ¦¦ Conduit RIGID 1-1/4" TO 2" |  | 3030 ¦¦ Raceways & Fittings | 015-220-00 ¦¦ O/H BRANCH CONDUITS 1-1/4"- & MC #6 - | 1000 ¦¦ Conduit & Fittings | 5/15/2024 |  | ¦¦ I&C | ¦¦ I&C: PROCESS
| 2" | Conduit - RMC Galvanized 10' Lengths | 400 |  | C | 2430.2 |  | 2430.2 | 1039.78 |  | 1039.78 | 4159.12 |  | Normal | C | 17.325 |  | 69.3 |  |  | 69.3 |  | Normal | GALV. RIGID CONDUIT IMC & EMT | 98001000106 | 2-IN-GALV-STEEL |  | CAPITAL ELECTRIC SUPPLY | USA Code |  | 10 ¦¦ Roughing-In | 110 ¦¦ Conduits / Fittings / Boxes | 280 ¦¦ Feeder Conduit | 1516 ¦¦ Conduit RIGID 1-1/4" TO 2" |  | 3030 ¦¦ Raceways & Fittings | 015-140-00 ¦¦ O/H FEEDER CONDUITS 1-1/2 + & MC #4 + | 1000 ¦¦ Conduit & Fittings | 5/15/2024 |  | ¦¦ I&C | ¦¦ I&C: PROCESS
| 3" | Conduit - RMC Galvanized 10' Lengths | 480 |  | C | 5177.45 |  | 5177.45 | 2212.22 |  | 2212.22 | 10618.66 |  | Normal | C | 31.5 |  | 151.2 |  |  | 151.2 |  | Normal | GALV. RIGID CONDUIT IMC & EMT | 98001000108 | 3-IN-GALV-STEEL |  | CAPITAL ELECTRIC SUPPLY | USA Code |  | 10 ¦¦ Roughing-In | 110 ¦¦ Conduits / Fittings / Boxes | 280 ¦¦ Feeder Conduit | 1716 ¦¦ Conduit RIGID 2 1/2" & UP |  | 3030 ¦¦ Raceways & Fittings | 015-140-00 ¦¦ O/H FEEDER CONDUITS 1-1/2 + & MC #4 + | 1000 ¦¦ Conduit & Fittings | 5/15/2024 |  | ¦¦ I&C | ¦¦ I&C: PROCESS
| 1-1/4" | Conduit - RMC Stainless Steel 316 10' Lengths | 880 |  | C | 1427.74 |  | 1427.74 | 913.75 | 129.822 | 2100 | 18480 |  | Normal | C | 15.75 |  | 138.6 |  |  | 138.6 |  | Normal | PATRIOT INDUSTRIES-STEEL ALUMINU | 81297302213 | 304SS1-114 |  | Average Market Price |  |  | 10 ¦¦ Roughing-In | 110 ¦¦ Conduits / Fittings / Boxes | 280 ¦¦ Feeder Conduit | 1516 ¦¦ Conduit RIGID 1-1/4" TO 2" |  | 3030 ¦¦ Raceways & Fittings | 015-220-00 ¦¦ O/H BRANCH CONDUITS 1-1/4"- & MC #6 - | 1000 ¦¦ Conduit & Fittings | 5/31/2017 |  | ¦¦ I&C | ¦¦ I&C: PROCESS
| 1-1/2" | Conduit - RMC Stainless Steel 316 10' Lengths | 160 |  | C | 1276.8 |  | 1276.8 | 817.15 | 187.463 | 2349 | 3758.4 |  | Normal | C | 17.85 |  | 28.56 |  |  | 28.56 |  | Normal | PATRIOT INDUSTRIES-STEEL ALUMINU | 81297302214 | 304SS1-112 |  | Average Market Price |  |  | 10 ¦¦ Roughing-In | 110 ¦¦ Conduits / Fittings / Boxes | 280 ¦¦ Feeder Conduit | 1516 ¦¦ Conduit RIGID 1-1/4" TO 2" |  | 3030 ¦¦ Raceways & Fittings | 015-140-00 ¦¦ O/H FEEDER CONDUITS 1-1/2 + & MC #4 + | 1000 ¦¦ Conduit & Fittings | 5/31/2017 |  | ¦¦ I&C | ¦¦ I&C: PROCESS
| 2" | Conduit - RMC Stainless Steel 316 10' Lengths | 260 |  | C | 1720.87 |  | 1720.87 | 1101.36 | 165.581 | 2925 | 7605 |  | Normal | C | 21.735 |  | 56.511 |  |  | 56.511 |  | Normal | PATRIOT INDUSTRIES-STEEL ALUMINU | 81297302215 | 304SS1-200 |  | Average Market Price |  |  | 10 ¦¦ Roughing-In | 110 ¦¦ Conduits / Fittings / Boxes | 280 ¦¦ Feeder Conduit | 1516 ¦¦ Conduit RIGID 1-1/4" TO 2" |  | 3030 ¦¦ Raceways & Fittings | 015-140-00 ¦¦ O/H FEEDER CONDUITS 1-1/2 + & MC #4 + | 1000 ¦¦ Conduit & Fittings | 2/18/2020 |  | ¦¦ I&C | ¦¦ I&C: PROCESS
| 3" | Conduit - RMC Stainless Steel 316 10' Lengths | 240 |  | C | 3518.8 |  | 3518.8 | 2252.03 | 154.881 | 5740 | 13776 |  | Normal | C | 39.375 |  | 94.5 |  |  | 94.5 |  | Normal | PATRIOT INDUSTRIES-STEEL ALUMINU | 81297302217 | 304SS1-300 |  | Average Market Price |  |  | 10 ¦¦ Roughing-In | 110 ¦¦ Conduits / Fittings / Boxes | 280 ¦¦ Feeder Conduit | 1716 ¦¦ Conduit RIGID 2 1/2" & UP |  | 3030 ¦¦ Raceways & Fittings | 015-140-00 ¦¦ O/H FEEDER CONDUITS 1-1/2 + & MC #4 + | 1000 ¦¦ Conduit & Fittings | 5/31/2017 |  | ¦¦ I&C | ¦¦ I&C: PROCESS
| 1-1/2" x 12" | Nipple - RMC Galvanized | 1 |  | C | 7356 |  | 7356 | 2182.9 |  | 2182.9 | 21.83 |  | Normal | C | 78.75 |  | 0.788 |  |  | 0.788 |  | Normal | CONDUIT COUPLINGS, ELBOWS, & ACC | 98002000531 | 1-1/2X12-GALV-NIP |  | CAPITAL ELECTRIC SUPPLY | USA Code |  | 10 ¦¦ Roughing-In | 110 ¦¦ Conduits / Fittings / Boxes | 280 ¦¦ Feeder Conduit | 1516 ¦¦ Conduit RIGID 1-1/4" TO 2" |  | 3030 ¦¦ Raceways & Fittings | 015-140-00 ¦¦ O/H FEEDER CONDUITS 1-1/2 + & MC #4 + | 1000 ¦¦ Conduit & Fittings | 12/10/2023 |  | ¦¦ I&C | ¦¦ I&C: PROCESS
| 3" x 12" | Nipple - RMC Galvanized | 1 |  | C | 21339 |  | 21339 | 5824.7 |  | 5824.7 | 58.25 |  | Normal | C | 141.75 |  | 1.418 |  |  | 1.418 |  | Normal | CONDUIT COUPLINGS, ELBOWS, & ACC | 98002000619 | 3X12-GALV-NIP |  | CAPITAL ELECTRIC SUPPLY | USA Code |  | 10 ¦¦ Roughing-In | 110 ¦¦ Conduits / Fittings / Boxes | 280 ¦¦ Feeder Conduit | 1716 ¦¦ Conduit RIGID 2 1/2" & UP |  | 3030 ¦¦ Raceways & Fittings | 015-140-00 ¦¦ O/H FEEDER CONDUITS 1-1/2 + & MC #4 + | 1000 ¦¦ Conduit & Fittings | 12/10/2023 |  | ¦¦ I&C | ¦¦ I&C: PROCESS
| 4" x 12" | Nipple - RMC Galvanized | 1 |  | C | 28229 |  | 28229 | 7648.2 |  | 7648.2 | 76.48 |  | Normal | C | 204.75 |  | 2.048 |  |  | 2.048 |  | Normal | CONDUIT COUPLINGS, ELBOWS, & ACC | 98002000677 | 4X12-GALV-NIP |  | CAPITAL ELECTRIC SUPPLY | USA Code |  | 10 ¦¦ Roughing-In | 110 ¦¦ Conduits / Fittings / Boxes | 280 ¦¦ Feeder Conduit | 1716 ¦¦ Conduit RIGID 2 1/2" & UP |  | 3030 ¦¦ Raceways & Fittings | 015-140-00 ¦¦ O/H FEEDER CONDUITS 1-1/2 + & MC #4 + | 1000 ¦¦ Conduit & Fittings | 12/10/2023 |  | ¦¦ I&C | ¦¦ I&C: PROCESS
--Cost Code 3 (Review): 290 ¦¦ Feeder Conduit Fittings | [11 empty] | 27405.72 | 10.72 |  |  |  |  | 380.607 |  | 0 | 380.608 | 9.72
| 1-1/4" | Connector - RMC Threaded Hub Galvanized | 8 |  | C | 2003.18 | 25 | 1502.39 | 1021.16 |  | 1021.16 | 81.69 |  | Normal | C | 107.1 |  | 8.568 |  |  | 8.568 |  | Normal | EATON CROUSE-HINDS | 78473110006 | ST4 |  | CAPITAL ELECTRIC SUPPLY |  |  | 10 ¦¦ Roughing-In | 110 ¦¦ Conduits / Fittings / Boxes | 290 ¦¦ Feeder Conduit Fittings | 1516 ¦¦ Conduit RIGID 1-1/4" TO 2" |  | 3030 ¦¦ Raceways & Fittings | 015-220-00 ¦¦ O/H BRANCH CONDUITS 1-1/4"- & MC #6 - | 1000 ¦¦ Conduit & Fittings | 5/18/2022 |  | ¦¦ I&C | ¦¦ I&C: PROCESS
| 2" | Connector - RMC Threaded Hub Galvanized | 16 |  | C | 2888.04 | 28 | 2079.39 | 1472.24 |  | 1472.24 | 235.56 |  | Normal | C | 139.65 |  | 22.344 |  |  | 22.344 |  | Normal | EATON CROUSE-HINDS | 78473110008 | ST-6 |  | CAPITAL ELECTRIC SUPPLY |  |  | 10 ¦¦ Roughing-In | 110 ¦¦ Conduits / Fittings / Boxes | 290 ¦¦ Feeder Conduit Fittings | 1516 ¦¦ Conduit RIGID 1-1/4" TO 2" |  | 3030 ¦¦ Raceways & Fittings | 015-140-00 ¦¦ O/H FEEDER CONDUITS 1-1/2 + & MC #4 + | 1000 ¦¦ Conduit & Fittings | 5/18/2022 |  | ¦¦ I&C | ¦¦ I&C: PROCESS
| 3" | Connector - RMC Threaded Hub Galvanized | 16 |  | C | 7787.61 | 23 | 5996.46 | 3969.89 |  | 3969.89 | 635.18 |  | Normal | C | 172.2 |  | 27.552 |  |  | 27.552 |  | Normal | EATON CROUSE-HINDS | 78473110010 | ST8 |  | CAPITAL ELECTRIC SUPPLY |  |  | 10 ¦¦ Roughing-In | 110 ¦¦ Conduits / Fittings / Boxes | 290 ¦¦ Feeder Conduit Fittings | 1716 ¦¦ Conduit RIGID 2 1/2" & UP |  | 3030 ¦¦ Raceways & Fittings | 015-140-00 ¦¦ O/H FEEDER CONDUITS 1-1/2 + & MC #4 + | 1000 ¦¦ Conduit & Fittings | 5/18/2022 |  | ¦¦ I&C | ¦¦ I&C: PROCESS
| 1-1/4" | Connector - RMC Threaded Hub Stainless Steel 316 | 26 |  | E | 138.07 |  | 138.07 | 105.78 | -44.224 | 59 | 1534 |  | Normal | C | 31.5 |  | 8.19 |  |  | 8.19 |  | Normal | ATKORE - CALPIPE | 84765600151 | S61200LT00 |  | Average Market Price |  |  | 10 ¦¦ Roughing-In | 110 ¦¦ Conduits / Fittings / Boxes | 290 ¦¦ Feeder Conduit Fittings | 1516 ¦¦ Conduit RIGID 1-1/4" TO 2" |  | 3030 ¦¦ Raceways & Fittings | 015-220-00 ¦¦ O/H BRANCH CONDUITS 1-1/4"- & MC #6 - | 1000 ¦¦ Conduit & Fittings | 7/19/2023 |  | ¦¦ I&C | ¦¦ I&C: PROCESS
| 1-1/2" | Connector - RMC Threaded Hub Stainless Steel 316 | 12 |  | E | 152.55 |  | 152.55 | 110.84 | -40.455 | 66 | 792 |  | Normal | C | 39.375 |  | 4.725 |  |  | 4.725 |  | Normal | ATKORE - CALPIPE | 84765600152 | S61500LT00 |  | Average Market Price |  |  | 10 ¦¦ Roughing-In | 110 ¦¦ Conduits / Fittings / Boxes | 290 ¦¦ Feeder Conduit Fittings | 1516 ¦¦ Conduit RIGID 1-1/4" TO 2" |  | 3030 ¦¦ Raceways & Fittings | 015-140-00 ¦¦ O/H FEEDER CONDUITS 1-1/2 + & MC #4 + | 1000 ¦¦ Conduit & Fittings | 7/19/2023 |  | ¦¦ I&C | ¦¦ I&C: PROCESS
| 2" | Connector - RMC Threaded Hub Stainless Steel 316 | 4 |  | E | 178.95 |  | 178.95 | 133.86 | -42.477 | 77 | 308 |  | Normal | C | 49.14 |  | 1.966 |  |  | 1.966 |  | Normal | ATKORE - CALPIPE | 84765600153 | S62000LT00 |  | Average Market Price |  |  | 10 ¦¦ Roughing-In | 110 ¦¦ Conduits / Fittings / Boxes | 290 ¦¦ Feeder Conduit Fittings | 1516 ¦¦ Conduit RIGID 1-1/4" TO 2" |  | 3030 ¦¦ Raceways & Fittings | 015-140-00 ¦¦ O/H FEEDER CONDUITS 1-1/2 + & MC #4 + | 1000 ¦¦ Conduit & Fittings | 7/19/2023 |  | ¦¦ I&C | ¦¦ I&C: PROCESS
| 3" | Connector - RMC Threaded Hub Stainless Steel 316 | 2 |  | E | 305.09 |  | 305.09 | 230.88 | -43.694 | 130 | 260 |  | Normal | C | 68.67 |  | 1.373 |  |  | 1.373 |  | Normal | ATKORE - CALPIPE | 84765600155 | S63000LT00 |  | Average Market Price |  |  | 10 ¦¦ Roughing-In | 110 ¦¦ Conduits / Fittings / Boxes | 290 ¦¦ Feeder Conduit Fittings | 1716 ¦¦ Conduit RIGID 2 1/2" & UP |  | 3030 ¦¦ Raceways & Fittings | 015-140-00 ¦¦ O/H FEEDER CONDUITS 1-1/2 + & MC #4 + | 1000 ¦¦ Conduit & Fittings | 7/19/2023 |  | ¦¦ I&C | ¦¦ I&C: PROCESS
| 1-1/4" | Coupling - RMC Galvanized | 6 |  | C | 2134 |  | 2134 | 540.4 |  | 540.4 | 32.42 |  | Normal | C | [7 empty] | No Labor | CONDUIT COUPLINGS, ELBOWS, & ACC | 98002000134 | 1-1/4-GALV-CPLG |  | CAPITAL ELECTRIC SUPPLY | USA Code |  | 10 ¦¦ Roughing-In | 110 ¦¦ Conduits / Fittings / Boxes | 290 ¦¦ Feeder Conduit Fittings | 1516 ¦¦ Conduit RIGID 1-1/4" TO 2" |  | 3030 ¦¦ Raceways & Fittings | 015-220-00 ¦¦ O/H BRANCH CONDUITS 1-1/4"- & MC #6 - | 1000 ¦¦ Conduit & Fittings | 12/10/2023 |  | ¦¦ I&C | ¦¦ I&C: PROCESS
| 2" | Coupling - RMC Galvanized | 8 |  | C | 3528 |  | 3528 | 873.8 |  | 873.8 | 69.9 |  | Normal | C | [7 empty] | No Labor | CONDUIT COUPLINGS, ELBOWS, & ACC | 98002000136 | 2-IN-GALV-CPLG |  | CAPITAL ELECTRIC SUPPLY | USA Code |  | 10 ¦¦ Roughing-In | 110 ¦¦ Conduits / Fittings / Boxes | 290 ¦¦ Feeder Conduit Fittings | 1516 ¦¦ Conduit RIGID 1-1/4" TO 2" |  | 3030 ¦¦ Raceways & Fittings | 015-140-00 ¦¦ O/H FEEDER CONDUITS 1-1/2 + & MC #4 + | 1000 ¦¦ Conduit & Fittings | 12/10/2023 |  | ¦¦ I&C | ¦¦ I&C: PROCESS
| 3" | Coupling - RMC Galvanized | 8 |  | C | 11422 |  | 11422 | 3186.8 |  | 3186.8 | 254.94 |  | Normal | C | [7 empty] | No Labor | CONDUIT COUPLINGS, ELBOWS, & ACC | 98002000138 | 3-IN-GALV-CPLG |  | CAPITAL ELECTRIC SUPPLY | USA Code |  | 10 ¦¦ Roughing-In | 110 ¦¦ Conduits / Fittings / Boxes | 290 ¦¦ Feeder Conduit Fittings | 1716 ¦¦ Conduit RIGID 2 1/2" & UP |  | 3030 ¦¦ Raceways & Fittings | 015-140-00 ¦¦ O/H FEEDER CONDUITS 1-1/2 + & MC #4 + | 1000 ¦¦ Conduit & Fittings | 12/10/2023 |  | ¦¦ I&C | ¦¦ I&C: PROCESS
| 1-1/4" | Coupling - RMC Stainless Steel 316 | 42 |  | C | 8899 |  | 8899 | 6467.96 | -22.974 | 4982 | 2092.44 |  | Normal | C | [7 empty] | Normal | ATKORE - CALPIPE | 84765600169 | S61200CP00 |  | Average Market Price |  |  | 10 ¦¦ Roughing-In | 110 ¦¦ Conduits / Fittings / Boxes | 290 ¦¦ Feeder Conduit Fittings | 1516 ¦¦ Conduit RIGID 1-1/4" TO 2" |  | 3030 ¦¦ Raceways & Fittings | 015-220-00 ¦¦ O/H BRANCH CONDUITS 1-1/4"- & MC #6 - | 1000 ¦¦ Conduit & Fittings | 7/19/2023 |  | ¦¦ I&C | ¦¦ I&C: PROCESS
| 1-1/2" | Coupling - RMC Stainless Steel 316 | 15 |  | C | 11245 |  | 11245 | 8342.64 | -26.138 | 6162 | 924.3 |  | Normal | C | [7 empty] | Normal | ATKORE - CALPIPE | 84765600170 | S61500CP00 |  | Average Market Price |  |  | 10 ¦¦ Roughing-In | 110 ¦¦ Conduits / Fittings / Boxes | 290 ¦¦ Feeder Conduit Fittings | 1516 ¦¦ Conduit RIGID 1-1/4" TO 2" |  | 3030 ¦¦ Raceways & Fittings | 015-140-00 ¦¦ O/H FEEDER CONDUITS 1-1/2 + & MC #4 + | 1000 ¦¦ Conduit & Fittings | 7/19/2023 |  | ¦¦ I&C | ¦¦ I&C: PROCESS
| 2" | Coupling - RMC Stainless Steel 316 | 6 |  | C | 13807 |  | 13807 | 10179.76 | -25.941 | 7539 | 452.34 |  | Normal | C | [7 empty] | Normal | ATKORE - CALPIPE | 84765600171 | S62000CP00 |  | Average Market Price |  |  | 10 ¦¦ Roughing-In | 110 ¦¦ Conduits / Fittings / Boxes | 290 ¦¦ Feeder Conduit Fittings | 1516 ¦¦ Conduit RIGID 1-1/4" TO 2" |  | 3030 ¦¦ Raceways & Fittings | 015-140-00 ¦¦ O/H FEEDER CONDUITS 1-1/2 + & MC #4 + | 1000 ¦¦ Conduit & Fittings | 7/19/2023 |  | ¦¦ I&C | ¦¦ I&C: PROCESS
| 3" | Coupling - RMC Stainless Steel 316 | 5 |  | C | 34812 |  | 34812 | 26656.95 | -28.435 | 19077 | 953.85 |  | Normal | C | [7 empty] | Normal | ATKORE - CALPIPE | 84765600173 | S63000CP00 |  | Average Market Price |  |  | 10 ¦¦ Roughing-In | 110 ¦¦ Conduits / Fittings / Boxes | 290 ¦¦ Feeder Conduit Fittings | 1716 ¦¦ Conduit RIGID 2 1/2" & UP |  | 3030 ¦¦ Raceways & Fittings | 015-140-00 ¦¦ O/H FEEDER CONDUITS 1-1/2 + & MC #4 + | 1000 ¦¦ Conduit & Fittings | 7/19/2023 |  | ¦¦ I&C | ¦¦ I&C: PROCESS
| 1-1/4" | LB Conduit Body - RMC Galvanized (Up to 4") | 3 |  | E | 43.55 | 50 | 21.78 | 18.92 |  | 18.92 | 56.76 |  | Normal | E | 1.575 |  | 4.725 |  |  | 4.725 |  | Normal | EATON CROUSE-HINDS | 78227451450 | LB47 |  | CAPITAL ELECTRIC SUPPLY |  |  | 10 ¦¦ Roughing-In | 110 ¦¦ Conduits / Fittings / Boxes | 290 ¦¦ Feeder Conduit Fittings | 1516 ¦¦ Conduit RIGID 1-1/4" TO 2" |  | 3030 ¦¦ Raceways & Fittings | 015-220-00 ¦¦ O/H BRANCH CONDUITS 1-1/4"- & MC #6 - | 1000 ¦¦ Conduit & Fittings | 5/18/2022 |  | ¦¦ I&C | ¦¦ I&C: PROCESS
| 2" | LB Conduit Body - RMC Galvanized (Up to 4") | 4 |  | E | 92.9 | 50 | 46.45 | 40.36 |  | 40.36 | 161.44 |  | Normal | E | 3.15 |  | 12.6 |  |  | 12.6 |  | Normal | EATON CROUSE-HINDS | 78227451550 | LB67 |  | CAPITAL ELECTRIC SUPPLY |  |  | 10 ¦¦ Roughing-In | 110 ¦¦ Conduits / Fittings / Boxes | 290 ¦¦ Feeder Conduit Fittings | 1516 ¦¦ Conduit RIGID 1-1/4" TO 2" |  | 3030 ¦¦ Raceways & Fittings | 015-140-00 ¦¦ O/H FEEDER CONDUITS 1-1/2 + & MC #4 + | 1000 ¦¦ Conduit & Fittings | 5/18/2022 |  | ¦¦ I&C | ¦¦ I&C: PROCESS
| 3" | LB Conduit Body - RMC Galvanized (Up to 4") | 4 |  | E | 258.56 |  | 258.56 | 120.95 |  | 120.95 | 483.8 |  | Normal | E | 5.513 |  | 22.052 |  |  | 22.052 |  | Normal | EATON CROUSE-HINDS | 78227451610 | LB87 |  | CAPITAL ELECTRIC SUPPLY |  |  | 10 ¦¦ Roughing-In | 110 ¦¦ Conduits / Fittings / Boxes | 290 ¦¦ Feeder Conduit Fittings | 1716 ¦¦ Conduit RIGID 2 1/2" & UP |  | 3030 ¦¦ Raceways & Fittings | 015-140-00 ¦¦ O/H FEEDER CONDUITS 1-1/2 + & MC #4 + | 1000 ¦¦ Conduit & Fittings | 5/18/2022 |  | ¦¦ I&C | ¦¦ I&C: PROCESS
| 1-1/2" | LB Conduit Body - RMC Stainless Steel 316 w/ Cover & Gasket (Up to 4") | 16 |  | E | 440.04 |  | 440.04 | 402.33 | -53.272 | 188 | 3008 |  | Normal | E | 2.048 |  | 32.768 |  |  | 32.768 |  | Normal | ATKORE - CALPIPE | 84765600096 | S61500LB00 |  | Average Market Price |  |  | 10 ¦¦ Roughing-In | 110 ¦¦ Conduits / Fittings / Boxes | 290 ¦¦ Feeder Conduit Fittings | 1516 ¦¦ Conduit RIGID 1-1/4" TO 2" |  | 3030 ¦¦ Raceways & Fittings | 015-140-00 ¦¦ O/H FEEDER CONDUITS 1-1/2 + & MC #4 + | 1000 ¦¦ Conduit & Fittings | 3/15/2023 |  | ¦¦ I&C | ¦¦ I&C: PROCESS
| 2" | LB Conduit Body - RMC Stainless Steel 316 w/ Cover & Gasket (Up to 4") | 2 |  | E | 547.61 |  | 547.61 | 461.65 | -47.796 | 241 | 482 |  | Normal | E | 2.961 |  | 5.922 |  |  | 5.922 |  | Normal | ATKORE - CALPIPE | 84765600097 | S62000LB00 |  | Average Market Price |  |  | 10 ¦¦ Roughing-In | 110 ¦¦ Conduits / Fittings / Boxes | 290 ¦¦ Feeder Conduit Fittings | 1516 ¦¦ Conduit RIGID 1-1/4" TO 2" |  | 3030 ¦¦ Raceways & Fittings | 015-140-00 ¦¦ O/H FEEDER CONDUITS 1-1/2 + & MC #4 + | 1000 ¦¦ Conduit & Fittings | 3/15/2023 |  | ¦¦ I&C | ¦¦ I&C: PROCESS
| 3" | LB Conduit Body - RMC Stainless Steel 316 w/ Cover & Gasket (Up to 4") | 1 |  | E | 1173.44 |  | 1173.44 | 867.44 | -40.515 | 516 | 516 |  | Normal | E | 5.119 |  | 5.119 |  |  | 5.119 |  | Normal | ATKORE - CALPIPE | 84765600099 | S63000LB00 |  | Average Market Price |  |  | 10 ¦¦ Roughing-In | 110 ¦¦ Conduits / Fittings / Boxes | 290 ¦¦ Feeder Conduit Fittings | 1716 ¦¦ Conduit RIGID 2 1/2" & UP |  | 3030 ¦¦ Raceways & Fittings | 015-140-00 ¦¦ O/H FEEDER CONDUITS 1-1/2 + & MC #4 + | 1000 ¦¦ Conduit & Fittings | 12/14/2021 |  | ¦¦ I&C | ¦¦ I&C: PROCESS
| 1-1/2" | T Conduit Body - RMC Stainless Steel 316 w/ Cover & Gasket | 14 |  | E | 485.02 |  | 485.02 | 364.91 | -43.274 | 207 | 2898 |  | Normal | E | 2.756 |  | 38.584 |  |  | 38.584 |  | Normal | ATKORE - CALPIPE | 84765600105 | S61500TE00 |  | Average Market Price |  |  | 10 ¦¦ Roughing-In | 110 ¦¦ Conduits / Fittings / Boxes | 290 ¦¦ Feeder Conduit Fittings | 1516 ¦¦ Conduit RIGID 1-1/4" TO 2" |  | 3030 ¦¦ Raceways & Fittings | 015-140-00 ¦¦ O/H FEEDER CONDUITS 1-1/2 + & MC #4 + | 1000 ¦¦ Conduit & Fittings | 12/14/2021 |  | ¦¦ I&C | ¦¦ I&C: PROCESS
| 2" | T Conduit Body - RMC Stainless Steel 316 w/ Cover & Gasket | 2 |  | E | 576.94 |  | 576.94 | 495.6 | -50.363 | 246 | 492 |  | Normal | E | 3.938 |  | 7.876 |  |  | 7.876 |  | Normal | ATKORE - CALPIPE | 84765600106 | S62000TE00 |  | Average Market Price |  |  | 10 ¦¦ Roughing-In | 110 ¦¦ Conduits / Fittings / Boxes | 290 ¦¦ Feeder Conduit Fittings | 1516 ¦¦ Conduit RIGID 1-1/4" TO 2" |  | 3030 ¦¦ Raceways & Fittings | 015-140-00 ¦¦ O/H FEEDER CONDUITS 1-1/2 + & MC #4 + | 1000 ¦¦ Conduit & Fittings | 12/14/2021 |  | ¦¦ I&C | ¦¦ I&C: PROCESS
| 3" | T Conduit Body - RMC Stainless Steel 316 w/ Cover & Gasket | 2 |  | E | 1339.68 |  | 1339.68 | 1000.52 | -41.231 | 588 | 1176 |  | Normal | E | 6.694 |  | 13.388 |  |  | 13.388 |  | Normal | ATKORE - CALPIPE | 84765600108 | S63000TE00 |  | Average Market Price |  |  | 10 ¦¦ Roughing-In | 110 ¦¦ Conduits / Fittings / Boxes | 290 ¦¦ Feeder Conduit Fittings | 1716 ¦¦ Conduit RIGID 2 1/2" & UP |  | 3030 ¦¦ Raceways & Fittings | 015-140-00 ¦¦ O/H FEEDER CONDUITS 1-1/2 + & MC #4 + | 1000 ¦¦ Conduit & Fittings | 12/14/2021 |  | ¦¦ I&C | ¦¦ I&C: PROCESS
| 1-1/4" | Conduit Body Cover - Malleable | 3 |  | E | 18.27 |  | 18.27 | 7.94 |  | 7.94 | 23.82 |  | Normal | E | [7 empty] | Normal | EATON CROUSE-HINDS | 78227400330 | 470F |  | CAPITAL ELECTRIC SUPPLY |  |  | 10 ¦¦ Roughing-In | 110 ¦¦ Conduits / Fittings / Boxes | 290 ¦¦ Feeder Conduit Fittings | 1510 ¦¦ Conduit EMT 1-1/4" TO 2" |  | 3030 ¦¦ Raceways & Fittings | 015-220-00 ¦¦ O/H BRANCH CONDUITS 1-1/4"- & MC #6 - | 1000 ¦¦ Conduit & Fittings | 5/18/2022 |  | ¦¦ I&C | ¦¦ I&C: PROCESS
| 2" | Conduit Body Cover - Malleable | 4 |  | E | 27.03 |  | 27.03 | 11.74 |  | 11.74 | 46.96 |  | Normal | E | [7 empty] | Normal | EATON CROUSE-HINDS | 78227400430 | 670F |  | CAPITAL ELECTRIC SUPPLY |  |  | 10 ¦¦ Roughing-In | 110 ¦¦ Conduits / Fittings / Boxes | 290 ¦¦ Feeder Conduit Fittings | 1510 ¦¦ Conduit EMT 1-1/4" TO 2" |  | 3030 ¦¦ Raceways & Fittings | 015-140-00 ¦¦ O/H FEEDER CONDUITS 1-1/2 + & MC #4 + | 1000 ¦¦ Conduit & Fittings | 5/18/2022 |  | ¦¦ I&C | ¦¦ I&C: PROCESS
| 3" | Conduit Body Cover - Malleable | 4 |  | E | 31.59 |  | 31.59 | 13.72 |  | 13.72 | 54.88 |  | Normal | E | [7 empty] | Normal | EATON CROUSE-HINDS | 78227400490 | 870F |  | CAPITAL ELECTRIC SUPPLY |  |  | 10 ¦¦ Roughing-In | 110 ¦¦ Conduits / Fittings / Boxes | 290 ¦¦ Feeder Conduit Fittings | 1710 ¦¦ Conduit EMT 2 1/2" & UP |  | 3030 ¦¦ Raceways & Fittings | 015-140-00 ¦¦ O/H FEEDER CONDUITS 1-1/2 + & MC #4 + | 1000 ¦¦ Conduit & Fittings | 5/18/2022 |  | ¦¦ I&C | ¦¦ I&C: PROCESS
| 1-1/4" | Conduit Body Gasket - Malleable or Aluminum Neoprene | 3 |  | E | 8.04 |  | 8.04 | 3.2 |  | 3.2 | 9.6 |  | Normal | E | [7 empty] | Normal | EATON CROUSE-HINDS | 78227443550 | GASK574 |  | CAPITAL ELECTRIC SUPPLY |  |  | 10 ¦¦ Roughing-In | 110 ¦¦ Conduits / Fittings / Boxes | 290 ¦¦ Feeder Conduit Fittings | 1514 ¦¦ Conduit ALU 1-1/4" TO 2" |  | 3030 ¦¦ Raceways & Fittings | 015-220-00 ¦¦ O/H BRANCH CONDUITS 1-1/4"- & MC #6 - | 1000 ¦¦ Conduit & Fittings | 10/5/2022 |  | ¦¦ I&C | ¦¦ I&C: PROCESS
| 2" | Conduit Body Gasket - Malleable or Aluminum Neoprene | 4 |  | E | 9.5 |  | 9.5 | 1.43 |  | 1.43 | 5.72 |  | Normal | E | [7 empty] | Normal | EATON CROUSE-HINDS | 78227443570 | GASK576 |  | STATE ELECTRIC SUPPLY COMPANY |  |  | 10 ¦¦ Roughing-In | 110 ¦¦ Conduits / Fittings / Boxes | 290 ¦¦ Feeder Conduit Fittings | 1514 ¦¦ Conduit ALU 1-1/4" TO 2" |  | 3030 ¦¦ Raceways & Fittings | 015-140-00 ¦¦ O/H FEEDER CONDUITS 1-1/2 + & MC #4 + | 1000 ¦¦ Conduit & Fittings | 10/5/2022 |  | ¦¦ I&C | ¦¦ I&C: PROCESS
| 3" | Conduit Body Gasket - Malleable or Aluminum Neoprene | 4 |  | E | 15.77 |  | 15.77 | 3.21 |  | 3.21 | 12.84 |  | Normal | E | [7 empty] | Normal | EATON CROUSE-HINDS | 78227443580 | GASK578 |  | STATE ELECTRIC SUPPLY COMPANY |  |  | 10 ¦¦ Roughing-In | 110 ¦¦ Conduits / Fittings / Boxes | 290 ¦¦ Feeder Conduit Fittings | 1714 ¦¦ Conduit ALU 2 1/2" & UP |  | 3030 ¦¦ Raceways & Fittings | 015-140-00 ¦¦ O/H FEEDER CONDUITS 1-1/2 + & MC #4 + | 1000 ¦¦ Conduit & Fittings | 10/5/2022 |  | ¦¦ I&C | ¦¦ I&C: PROCESS
| 1-1/4" | Elbow 90 Degree - RMC Galvanized | 6 |  | C | 7141 | 72 | 1999.48 | 1760.3 |  | 1760.3 | 105.62 |  | Normal | C | 94.5 |  | 5.67 |  |  | 5.67 |  | Normal | CONDUIT COUPLINGS, ELBOWS, & ACC | 98002000164 | 1-1/4_90DEG_GALV_ELBOW |  | CAPITAL ELECTRIC SUPPLY | USA Code |  | 10 ¦¦ Roughing-In | 110 ¦¦ Conduits / Fittings / Boxes | 290 ¦¦ Feeder Conduit Fittings | 1516 ¦¦ Conduit RIGID 1-1/4" TO 2" |  | 3030 ¦¦ Raceways & Fittings | 015-220-00 ¦¦ O/H BRANCH CONDUITS 1-1/4"- & MC #6 - | 1000 ¦¦ Conduit & Fittings | 12/10/2023 |  | ¦¦ I&C | ¦¦ I&C: PROCESS
| 2" | Elbow 90 Degree - RMC Galvanized | 8 |  | C | 13261 | 45 | 7293.55 | 3238.5 |  | 3238.5 | 259.08 |  | Normal | C | 157.5 |  | 12.6 |  |  | 12.6 |  | Normal | CONDUIT COUPLINGS, ELBOWS, & ACC | 98002000166 | 2-IN_90DEG_GALV_ELBOW |  | CAPITAL ELECTRIC SUPPLY | USA Code |  | 10 ¦¦ Roughing-In | 110 ¦¦ Conduits / Fittings / Boxes | 290 ¦¦ Feeder Conduit Fittings | 1516 ¦¦ Conduit RIGID 1-1/4" TO 2" |  | 3030 ¦¦ Raceways & Fittings | 015-140-00 ¦¦ O/H FEEDER CONDUITS 1-1/2 + & MC #4 + | 1000 ¦¦ Conduit & Fittings | 12/10/2023 |  | ¦¦ I&C | ¦¦ I&C: PROCESS
| 3" | Elbow 90 Degree - RMC Galvanized | 8 |  | C | 35701 | 45 | 19635.55 | 8366.8 |  | 8366.8 | 669.34 |  | Normal | C | 315 |  | 25.2 |  |  | 25.2 |  | Normal | CONDUIT COUPLINGS, ELBOWS, & ACC | 98002000168 | 3-IN_90DEG_GALV_ELBOW |  | CAPITAL ELECTRIC SUPPLY | USA Code |  | 10 ¦¦ Roughing-In | 110 ¦¦ Conduits / Fittings / Boxes | 290 ¦¦ Feeder Conduit Fittings | 1716 ¦¦ Conduit RIGID 2 1/2" & UP |  | 3030 ¦¦ Raceways & Fittings | 015-140-00 ¦¦ O/H FEEDER CONDUITS 1-1/2 + & MC #4 + | 1000 ¦¦ Conduit & Fittings | 12/10/2023 |  | ¦¦ I&C | ¦¦ I&C: PROCESS
| 1-1/4" | Elbow 90 Degree - RMC Stainless Steel 316 | 42 |  | C | 7975 |  | 7975 | 6135.99 | -6.991 | 5707 | 2396.94 |  | Normal | C | 118.65 |  | 49.833 |  |  | 49.833 |  | Normal | ATKORE - CALPIPE | 84765600040 | S41290EL00 |  | Average Market Price |  |  | 10 ¦¦ Roughing-In | 110 ¦¦ Conduits / Fittings / Boxes | 290 ¦¦ Feeder Conduit Fittings | 1516 ¦¦ Conduit RIGID 1-1/4" TO 2" |  | 3030 ¦¦ Raceways & Fittings | 015-220-00 ¦¦ O/H BRANCH CONDUITS 1-1/4"- & MC #6 - | 1000 ¦¦ Conduit & Fittings | 7/19/2023 |  | ¦¦ I&C | ¦¦ I&C: PROCESS
| 1-1/2" | Elbow 90 Degree - RMC Stainless Steel 316 | 15 |  | C | 11772 |  | 11772 | 8651.67 | -6.619 | 8079 | 1211.85 |  | Normal | C | 147 |  | 22.05 |  |  | 22.05 |  | Normal | ATKORE - CALPIPE | 84765600041 | S41590EL00 |  | Average Market Price |  |  | 10 ¦¦ Roughing-In | 110 ¦¦ Conduits / Fittings / Boxes | 290 ¦¦ Feeder Conduit Fittings | 1516 ¦¦ Conduit RIGID 1-1/4" TO 2" |  | 3030 ¦¦ Raceways & Fittings | 015-140-00 ¦¦ O/H FEEDER CONDUITS 1-1/2 + & MC #4 + | 1000 ¦¦ Conduit & Fittings | 7/19/2023 |  | ¦¦ I&C | ¦¦ I&C: PROCESS
| 2" | Elbow 90 Degree - RMC Stainless Steel 316 | 6 |  | C | 17089 |  | 17089 | 13032.84 | 1.413 | 13217 | 793.02 |  | Normal | C | 196.35 |  | 11.781 |  |  | 11.781 |  | Normal | ATKORE - CALPIPE | 84765600042 | S42090EL00 |  | Average Market Price |  |  | 10 ¦¦ Roughing-In | 110 ¦¦ Conduits / Fittings / Boxes | 290 ¦¦ Feeder Conduit Fittings | 1516 ¦¦ Conduit RIGID 1-1/4" TO 2" |  | 3030 ¦¦ Raceways & Fittings | 015-140-00 ¦¦ O/H FEEDER CONDUITS 1-1/2 + & MC #4 + | 1000 ¦¦ Conduit & Fittings | 7/19/2023 |  | ¦¦ I&C | ¦¦ I&C: PROCESS
| 3" | Elbow 90 Degree - RMC Stainless Steel 316 | 5 |  | C | 47469 |  | 47469 | 36488.91 | -10.118 | 32797 | 1639.85 |  | Normal | C | 393.75 |  | 19.688 |  |  | 19.688 |  | Normal | ATKORE - CALPIPE | 84765600044 | S43090EL00 |  | Average Market Price |  |  | 10 ¦¦ Roughing-In | 110 ¦¦ Conduits / Fittings / Boxes | 290 ¦¦ Feeder Conduit Fittings | 1716 ¦¦ Conduit RIGID 2 1/2" & UP |  | 3030 ¦¦ Raceways & Fittings | 015-140-00 ¦¦ O/H FEEDER CONDUITS 1-1/2 + & MC #4 + | 1000 ¦¦ Conduit & Fittings | 7/19/2023 |  | ¦¦ I&C | ¦¦ I&C: PROCESS
| 1-1/2" to 1" | Reducer Bushing Male to Female - Stainless Steel 316 | 14 |  | C | 9779 |  | 9779 | 7220.97 | -40.562 | 4292 | 600.88 |  | Normal | C | 17.955 |  | 2.514 |  |  | 2.514 |  | Normal | ATKORE - CALPIPE | 84765600187 | S61500FB10 |  | Average Market Price |  |  | 10 ¦¦ Roughing-In | 110 ¦¦ Conduits / Fittings / Boxes | 290 ¦¦ Feeder Conduit Fittings | 1510 ¦¦ Conduit EMT 1-1/4" TO 2" |  | 3030 ¦¦ Raceways & Fittings | 015-140-00 ¦¦ O/H FEEDER CONDUITS 1-1/2 + & MC #4 + | 1000 ¦¦ Conduit & Fittings | 7/19/2023 |  | ¦¦ I&C | ¦¦ I&C: PROCESS
| 2" to 1" | Reducer Bushing Male to Female - Stainless Steel 316 | 4 |  | C | 11930 |  | 11930 | 8566.69 | -38.88 | 5236 | 209.44 |  | Normal | C | 22.995 |  | 0.92 |  |  | 0.92 |  | Normal | ATKORE - CALPIPE | 84765600189 | S62000FB10 |  | Average Market Price |  |  | 10 ¦¦ Roughing-In | 110 ¦¦ Conduits / Fittings / Boxes | 290 ¦¦ Feeder Conduit Fittings | 1510 ¦¦ Conduit EMT 1-1/4" TO 2" |  | 3030 ¦¦ Raceways & Fittings | 015-140-00 ¦¦ O/H FEEDER CONDUITS 1-1/2 + & MC #4 + | 1000 ¦¦ Conduit & Fittings | 7/19/2023 |  | ¦¦ I&C | ¦¦ I&C: PROCESS
| 1-1/4" | Sealing Fitting w/ Drain Female to Male - Aluminum | 4 |  | E | 136.98 |  | 136.98 | 108.63 |  | 108.63 | 434.52 |  | Normal | E | 1.26 |  | 5.04 |  |  | 5.04 |  | Normal | EATON CROUSE-HINDS | 78227437631 | EYD46-SA |  | Average Market Price |  |  | 10 ¦¦ Roughing-In | 110 ¦¦ Conduits / Fittings / Boxes | 290 ¦¦ Feeder Conduit Fittings | 1514 ¦¦ Conduit ALU 1-1/4" TO 2" |  | 3030 ¦¦ Raceways & Fittings | 015-220-00 ¦¦ O/H BRANCH CONDUITS 1-1/4"- & MC #6 - | 1000 ¦¦ Conduit & Fittings | 5/18/2022 |  | ¦¦ I&C | ¦¦ I&C: PROCESS
| 2" | Sealing Fitting w/ Drain Female to Male - Aluminum | 2 |  | E | 196.05 |  | 196.05 | 167.58 |  | 167.58 | 335.16 |  | Normal | E | 1.575 |  | 3.15 |  |  | 3.15 |  | Normal | EATON CROUSE-HINDS | 78227437651 | EYD66-SA |  | Average Market Price |  |  | 10 ¦¦ Roughing-In | 110 ¦¦ Conduits / Fittings / Boxes | 290 ¦¦ Feeder Conduit Fittings | 1514 ¦¦ Conduit ALU 1-1/4" TO 2" |  | 3030 ¦¦ Raceways & Fittings | 015-140-00 ¦¦ O/H FEEDER CONDUITS 1-1/2 + & MC #4 + | 1000 ¦¦ Conduit & Fittings | 5/18/2022 |  | ¦¦ I&C | ¦¦ I&C: PROCESS
| 3" | Sealing Fitting w/ Drain Female to Male - Aluminum | 2 |  | E | 398.74 |  | 398.74 | 347.78 |  | 347.78 | 695.56 |  | Normal | E | 2.205 |  | 4.41 |  |  | 4.41 |  | Normal | EATON CROUSE-HINDS | 78227437671 | EYD86-SA |  | Average Market Price |  |  | 10 ¦¦ Roughing-In | 110 ¦¦ Conduits / Fittings / Boxes | 290 ¦¦ Feeder Conduit Fittings | 1714 ¦¦ Conduit ALU 2 1/2" & UP |  | 3030 ¦¦ Raceways & Fittings | 015-140-00 ¦¦ O/H FEEDER CONDUITS 1-1/2 + & MC #4 + | 1000 ¦¦ Conduit & Fittings | 5/18/2022 |  | ¦¦ I&C | ¦¦ I&C: PROCESS
| 1-1/4" | Field Cut Knockout Labor | 34 |  | E | [8 empty] | No Cost | E | [7 empty] | Normal | Generic | [6 empty] | 10 ¦¦ Roughing-In | 110 ¦¦ Conduits / Fittings / Boxes | 290 ¦¦ Feeder Conduit Fittings | 1510 ¦¦ Conduit EMT 1-1/4" TO 2" |  | 3030 ¦¦ Raceways & Fittings | 015-220-00 ¦¦ O/H BRANCH CONDUITS 1-1/4"- & MC #6 - | 1000 ¦¦ Conduit & Fittings | 12/31/1899 |  | ¦¦ I&C | ¦¦ I&C: PROCESS
| 1-1/2" | Field Cut Knockout Labor | 12 |  | E | [8 empty] | No Cost | E | [7 empty] | Normal | Generic | [6 empty] | 10 ¦¦ Roughing-In | 110 ¦¦ Conduits / Fittings / Boxes | 290 ¦¦ Feeder Conduit Fittings | 1510 ¦¦ Conduit EMT 1-1/4" TO 2" |  | 3030 ¦¦ Raceways & Fittings | 015-140-00 ¦¦ O/H FEEDER CONDUITS 1-1/2 + & MC #4 + | 1000 ¦¦ Conduit & Fittings | 12/31/1899 |  | ¦¦ I&C | ¦¦ I&C: PROCESS
| 2" | Field Cut Knockout Labor | 20 |  | E | [8 empty] | No Cost | E | [7 empty] | Normal | Generic | [6 empty] | 10 ¦¦ Roughing-In | 110 ¦¦ Conduits / Fittings / Boxes | 290 ¦¦ Feeder Conduit Fittings | 1510 ¦¦ Conduit EMT 1-1/4" TO 2" |  | 3030 ¦¦ Raceways & Fittings | 015-140-00 ¦¦ O/H FEEDER CONDUITS 1-1/2 + & MC #4 + | 1000 ¦¦ Conduit & Fittings | 12/31/1899 |  | ¦¦ I&C | ¦¦ I&C: PROCESS
| 3" | Field Cut Knockout Labor | 18 |  | E | [8 empty] | No Cost | E | [7 empty] | Normal | Generic | [6 empty] | 10 ¦¦ Roughing-In | 110 ¦¦ Conduits / Fittings / Boxes | 290 ¦¦ Feeder Conduit Fittings | 1710 ¦¦ Conduit EMT 2 1/2" & UP |  | 3030 ¦¦ Raceways & Fittings | 015-140-00 ¦¦ O/H FEEDER CONDUITS 1-1/2 + & MC #4 + | 1000 ¦¦ Conduit & Fittings | 12/31/1899 |  | ¦¦ I&C | ¦¦ I&C: PROCESS
--Cost Code 3 (Review): 300 ¦¦ Conduit Straps | [11 empty] | 6245.43 | 2.44 |  |  |  |  | 252.204 |  | 0 | 252.205 | 6.441
| 1" | Conduit Riser Clamp - Zinc Plated | 2 |  | C | 1721.85 |  | 1721.85 | 1698.6 |  | 1698.6 | 33.97 |  | Normal | C | 43.313 |  | 0.866 |  |  | 0.866 |  | Normal | EATON B-LINE | 78101172021 | B3373-1ZN |  | CAPITAL ELECTRIC SUPPLY |  |  | 10 ¦¦ Roughing-In | 110 ¦¦ Conduits / Fittings / Boxes | 300 ¦¦ Conduit Straps | 1010 ¦¦ Conduit EMT 1" & Below |  | 3010 ¦¦ Misc | 015-220-00 ¦¦ O/H BRANCH CONDUITS 1-1/4"- & MC #6 - | 8000 ¦¦ Fasteners & Hangers | 5/29/2024 |  | ¦¦ I&C | ¦¦ I&C: PROCESS
| 1-1/2" | Conduit Riser Clamp - Zinc Plated | 1 |  | C | 2204.65 |  | 2204.65 | 2139.1 |  | 2139.1 | 21.39 |  | Normal | C | 47.25 |  | 0.473 |  |  | 0.473 |  | Normal | EATON B-LINE | 78101172041 | B3373-1-1/2ZN |  | CAPITAL ELECTRIC SUPPLY |  |  | 10 ¦¦ Roughing-In | 110 ¦¦ Conduits / Fittings / Boxes | 300 ¦¦ Conduit Straps | 1510 ¦¦ Conduit EMT 1-1/4" TO 2" |  | 3010 ¦¦ Misc | 015-140-00 ¦¦ O/H FEEDER CONDUITS 1-1/2 + & MC #4 + | 8000 ¦¦ Fasteners & Hangers | 5/29/2024 |  | ¦¦ I&C | ¦¦ I&C: PROCESS
| 3" | Conduit Riser Clamp - Zinc Plated | 1 |  | C | 2655.32 |  | 2655.32 | 2735.7 |  | 2735.7 | 27.36 |  | Normal | C | 55.125 |  | 0.551 |  |  | 0.551 |  | Normal | EATON B-LINE | 78101172071 | B3373-3ZN |  | CAPITAL ELECTRIC SUPPLY |  |  | 10 ¦¦ Roughing-In | 110 ¦¦ Conduits / Fittings / Boxes | 300 ¦¦ Conduit Straps | 1710 ¦¦ Conduit EMT 2 1/2" & UP |  | 3010 ¦¦ Misc | 015-140-00 ¦¦ O/H FEEDER CONDUITS 1-1/2 + & MC #4 + | 8000 ¦¦ Fasteners & Hangers | 5/29/2024 |  | ¦¦ I&C | ¦¦ I&C: PROCESS
| 4" | Conduit Riser Clamp - Zinc Plated | 1 |  | C | 3604.67 |  | 3604.67 | 3607.4 |  | 3607.4 | 36.07 |  | Normal | C | 63 |  | 0.63 |  |  | 0.63 |  | Normal | EATON B-LINE | 78101172091 | B3373-4ZN |  | CAPITAL ELECTRIC SUPPLY |  |  | 10 ¦¦ Roughing-In | 110 ¦¦ Conduits / Fittings / Boxes | 300 ¦¦ Conduit Straps | 1710 ¦¦ Conduit EMT 2 1/2" & UP |  | 3010 ¦¦ Misc | 015-140-00 ¦¦ O/H FEEDER CONDUITS 1-1/2 + & MC #4 + | 8000 ¦¦ Fasteners & Hangers | 5/29/2024 |  | ¦¦ I&C | ¦¦ I&C: PROCESS
| 3/4" | Conduit Clamp w/ Bolt | 65 |  | C | 95.01 |  | 95.01 | 78.33 |  | 78.33 | 50.91 |  | Normal | C | 20.507 |  | 13.33 |  |  | 13.33 |  | Normal | nVent | 78285612001 | CD1B |  | CAPITAL ELECTRIC SUPPLY |  |  | 10 ¦¦ Roughing-In | 110 ¦¦ Conduits / Fittings / Boxes | 300 ¦¦ Conduit Straps | 1010 ¦¦ Conduit EMT 1" & Below |  | 3010 ¦¦ Misc | 015-220-00 ¦¦ O/H BRANCH CONDUITS 1-1/4"- & MC #6 - | 8000 ¦¦ Fasteners & Hangers | 5/29/2024 |  | ¦¦ I&C | ¦¦ I&C: PROCESS
| 1-1/2" | Conduit Clamp w/ Bolt | 25 |  | C | 142.82 |  | 142.82 | 118.92 |  | 118.92 | 29.73 |  | Normal | C | 22.554 |  | 5.639 |  |  | 5.639 |  | Normal | nVent | 78285612003 | CD3B |  | CAPITAL ELECTRIC SUPPLY |  |  | 10 ¦¦ Roughing-In | 110 ¦¦ Conduits / Fittings / Boxes | 300 ¦¦ Conduit Straps | 1510 ¦¦ Conduit EMT 1-1/4" TO 2" |  | 3010 ¦¦ Misc | 015-140-00 ¦¦ O/H FEEDER CONDUITS 1-1/2 + & MC #4 + | 8000 ¦¦ Fasteners & Hangers | 5/29/2024 |  | ¦¦ I&C | ¦¦ I&C: PROCESS
| 2" | Conduit Clamp w/ Bolt | 50 |  | C | 234.18 |  | 234.18 | 194.99 |  | 194.99 | 97.5 |  | Normal | C | 22.554 |  | 11.277 |  |  | 11.277 |  | Normal | nVent | 78285612005 | CD5B |  | CAPITAL ELECTRIC SUPPLY |  |  | 10 ¦¦ Roughing-In | 110 ¦¦ Conduits / Fittings / Boxes | 300 ¦¦ Conduit Straps | 1510 ¦¦ Conduit EMT 1-1/4" TO 2" |  | 3010 ¦¦ Misc | 015-140-00 ¦¦ O/H FEEDER CONDUITS 1-1/2 + & MC #4 + | 8000 ¦¦ Fasteners & Hangers | 5/29/2024 |  | ¦¦ I&C | ¦¦ I&C: PROCESS
| 3" | Conduit Clamp w/ Bolt | 60 |  | C | 389.45 |  | 389.45 | 324.27 |  | 324.27 | 194.56 |  | Normal | C | 24.612 |  | 14.767 |  |  | 14.767 |  | Normal | nVent | 78285612007 | CD7B |  | CAPITAL ELECTRIC SUPPLY |  |  | 10 ¦¦ Roughing-In | 110 ¦¦ Conduits / Fittings / Boxes | 300 ¦¦ Conduit Straps | 1710 ¦¦ Conduit EMT 2 1/2" & UP |  | 3010 ¦¦ Misc | 015-140-00 ¦¦ O/H FEEDER CONDUITS 1-1/2 + & MC #4 + | 8000 ¦¦ Fasteners & Hangers | 5/29/2024 |  | ¦¦ I&C | ¦¦ I&C: PROCESS
| 3/4" | Right Angle Beam Clamp w/ U-Bolt - Stainless Steel | 175 |  | C | 2711.57 |  | 2711.57 | 1925.21 | -44.266 | 1073 | 1877.75 |  | Normal | C | 47.25 |  | 82.688 |  |  | 82.688 |  | Normal | ROBROY INDUSTRIES | 78401115506 | KNRA-3/4-GS |  | Average Market Price |  |  | 10 ¦¦ Roughing-In | 110 ¦¦ Conduits / Fittings / Boxes | 300 ¦¦ Conduit Straps | 1016 ¦¦ Conduit RIGID 1" & Below |  | 3010 ¦¦ Misc | 015-220-00 ¦¦ O/H BRANCH CONDUITS 1-1/4"- & MC #6 - | 8000 ¦¦ Fasteners & Hangers | 2/6/2024 |  | ¦¦ I&C | ¦¦ I&C: PROCESS
| 1" | Right Angle Beam Clamp w/ U-Bolt - Stainless Steel | 28 |  | C | 2817 |  | 2817 | 2000.07 | -39.302 | 1214 | 339.92 |  | Normal | C | 47.25 |  | 13.23 |  |  | 13.23 |  | Normal | ROBROY INDUSTRIES | 78401115508 | KNRA-1-GS |  | Average Market Price |  |  | 10 ¦¦ Roughing-In | 110 ¦¦ Conduits / Fittings / Boxes | 300 ¦¦ Conduit Straps | 1016 ¦¦ Conduit RIGID 1" & Below |  | 3010 ¦¦ Misc | 015-220-00 ¦¦ O/H BRANCH CONDUITS 1-1/4"- & MC #6 - | 8000 ¦¦ Fasteners & Hangers | 2/6/2024 |  | ¦¦ I&C | ¦¦ I&C: PROCESS
| 1-1/4" | Right Angle Beam Clamp w/ U-Bolt - Stainless Steel | 110 |  | C | 2975.11 |  | 2975.11 | 2112.33 | -30.929 | 1459 | 1604.9 |  | Normal | C | 55.125 |  | 60.638 |  |  | 60.638 |  | Normal | ROBROY INDUSTRIES | 78401115510 | KNRA-1-1/4-GS |  | Average Market Price |  |  | 10 ¦¦ Roughing-In | 110 ¦¦ Conduits / Fittings / Boxes | 300 ¦¦ Conduit Straps | 1516 ¦¦ Conduit RIGID 1-1/4" TO 2" |  | 3010 ¦¦ Misc | 015-220-00 ¦¦ O/H BRANCH CONDUITS 1-1/4"- & MC #6 - | 8000 ¦¦ Fasteners & Hangers | 2/6/2024 |  | ¦¦ I&C | ¦¦ I&C: PROCESS
| 1-1/2" | Right Angle Beam Clamp w/ U-Bolt - Stainless Steel | 20 |  | C | 3004.39 |  | 3004.39 | 2657.21 | -41.028 | 1567 | 313.4 |  | Normal | C | 55.125 |  | 11.025 |  |  | 11.025 |  | Normal | ROBROY INDUSTRIES | 78401115512 | KNRA-1-1/2-GS |  | Average Market Price |  |  | 10 ¦¦ Roughing-In | 110 ¦¦ Conduits / Fittings / Boxes | 300 ¦¦ Conduit Straps | 1516 ¦¦ Conduit RIGID 1-1/4" TO 2" |  | 3010 ¦¦ Misc | 015-140-00 ¦¦ O/H FEEDER CONDUITS 1-1/2 + & MC #4 + | 8000 ¦¦ Fasteners & Hangers | 2/6/2024 |  | ¦¦ I&C | ¦¦ I&C: PROCESS
| 2" | Right Angle Beam Clamp w/ U-Bolt - Stainless Steel | 33 |  | C | 4515.39 |  | 4515.39 | 3205.93 | -32.251 | 2172 | 716.76 |  | Normal | C | 55.125 |  | 18.191 |  |  | 18.191 |  | Normal | ROBROY INDUSTRIES | 78401115514 | KNRA-2-GS |  | Average Market Price |  |  | 10 ¦¦ Roughing-In | 110 ¦¦ Conduits / Fittings / Boxes | 300 ¦¦ Conduit Straps | 1516 ¦¦ Conduit RIGID 1-1/4" TO 2" |  | 3010 ¦¦ Misc | 015-140-00 ¦¦ O/H FEEDER CONDUITS 1-1/2 + & MC #4 + | 8000 ¦¦ Fasteners & Hangers | 2/6/2024 |  | ¦¦ I&C | ¦¦ I&C: PROCESS
| 3" | Right Angle Beam Clamp w/ U-Bolt - Stainless Steel | 30 |  | C | 5516.77 |  | 5516.77 | 3916.91 | -23.307 | 3004 | 901.2 |  | Normal | C | 63 |  | 18.9 |  |  | 18.9 |  | Normal | ROBROY INDUSTRIES | 78401115518 | KNRA-3-GS |  | Average Market Price |  |  | 10 ¦¦ Roughing-In | 110 ¦¦ Conduits / Fittings / Boxes | 300 ¦¦ Conduit Straps | 1716 ¦¦ Conduit RIGID 2 1/2" & UP |  | 3010 ¦¦ Misc | 015-140-00 ¦¦ O/H FEEDER CONDUITS 1-1/2 + & MC #4 + | 8000 ¦¦ Fasteners & Hangers | 2/6/2024 |  | ¦¦ I&C | ¦¦ I&C: PROCESS
| 3/4" | T-Rod from Steel Profile - 1/4" Beam Clamp | 65 |  | E | [8 empty] | No Cost | E | [7 empty] | No Labor | Generic | [6 empty] | 10 ¦¦ Roughing-In | 110 ¦¦ Conduits / Fittings / Boxes | 300 ¦¦ Conduit Straps |  |  |  |  | 8000 ¦¦ Fasteners & Hangers | 12/31/1899 |  | ¦¦ I&C | ¦¦ I&C: PROCESS
| 1-1/2" | T-Rod from Steel Profile - 1/4" Beam Clamp | 25 |  | E | [8 empty] | No Cost | E | [7 empty] | No Labor | Generic | [6 empty] | 10 ¦¦ Roughing-In | 110 ¦¦ Conduits / Fittings / Boxes | 300 ¦¦ Conduit Straps |  |  |  |  | 8000 ¦¦ Fasteners & Hangers | 12/31/1899 |  | ¦¦ I&C | ¦¦ I&C: PROCESS
| 2" | T-Rod from Steel Profile - 1/4" Beam Clamp | 50 |  | E | [8 empty] | No Cost | E | [7 empty] | No Labor | Generic | [6 empty] | 10 ¦¦ Roughing-In | 110 ¦¦ Conduits / Fittings / Boxes | 300 ¦¦ Conduit Straps |  |  |  |  | 8000 ¦¦ Fasteners & Hangers | 12/31/1899 |  | ¦¦ I&C | ¦¦ I&C: PROCESS
| 3" | T-Rod from Steel Profile - 3/8" Beam Clamp | 60 |  | E | [8 empty] | No Cost | E | [7 empty] | No Labor | Generic | [6 empty] | 10 ¦¦ Roughing-In | 110 ¦¦ Conduits / Fittings / Boxes | 300 ¦¦ Conduit Straps |  |  |  |  | 8000 ¦¦ Fasteners & Hangers | 12/31/1899 |  | ¦¦ I&C | ¦¦ I&C: PROCESS
--Cost Code 3 (Review): 310 ¦¦ Hardware/Anchors | [11 empty] | 14039.19 | 5.49 |  |  |  |  | 400.82 |  | 0 | 400.82 | 10.236
| 12" | Trapeze Channel | 12 |  | E | 39.32 |  | 39.32 |  |  | 39.32 | 471.84 |  | Normal | E | 1 |  | 12 |  |  | 12 |  | Normal | Calpipe Industries Inc. | 84765601116 | S4FG12STTR |  |  |  |  | 10 ¦¦ Roughing-In | 050 ¦¦ Hardware | 310 ¦¦ Hardware/Anchors | 3010 ¦¦ Panelboards |  | 3020 ¦¦ Hardware | 015-130-00 ¦¦ RACKS, HANGERS, & SEISMIC | 8000 ¦¦ Fasteners & Hangers | 1/31/2018 |  | ¦¦ I&C | ¦¦ I&C: PROCESS
| 24" | Trapeze Channel | 44 |  | E | 78.41 |  | 78.41 |  |  | 78.41 | 3450.04 |  | Normal | E | 1 |  | 44 |  |  | 44 |  | Normal | Calpipe Industries Inc. | 84765601117 | S4FG24STTR |  |  |  |  | 10 ¦¦ Roughing-In | 050 ¦¦ Hardware | 310 ¦¦ Hardware/Anchors | 3010 ¦¦ Panelboards |  | 3020 ¦¦ Hardware | 015-130-00 ¦¦ RACKS, HANGERS, & SEISMIC | 8000 ¦¦ Fasteners & Hangers | 1/31/2018 |  | ¦¦ I&C | ¦¦ I&C: PROCESS
| 3/8-16 | Beam Clamp - Malleable w/ Threaded Hole Bottom & Back | 136 |  | C | 1408.55 |  | 1408.55 | 242 |  | 242 | 329.12 |  | Normal | C | 63 |  | 85.68 |  |  | 85.68 |  | Normal | EATON CROUSE-HINDS | 78456410533 | 533 |  | CAPITAL ELECTRIC SUPPLY |  |  | 00 ¦¦ Common Tasks | 050 ¦¦ Hardware | 310 ¦¦ Hardware/Anchors |  |  | 3020 ¦¦ Hardware | 015-220-00 ¦¦ O/H BRANCH CONDUITS 1-1/4"- & MC #6 - | 8000 ¦¦ Fasteners & Hangers | 10/5/2022 |  | ¦¦ I&C | ¦¦ I&C: PROCESS
| 3/8-16 | Beam Clamp - Stainless | 112 |  | E | 41.66 |  | 41.66 | 19.45 | 46.838 | 28.56 | 3198.72 |  | Normal | C | 63 |  | 70.56 |  |  | 70.56 |  | Normal | ATKORE - CALPIPE | 84765600293 | S60300BC00 |  | STATE ELECTRIC SUPPLY COMPANY |  |  | 00 ¦¦ Common Tasks | 050 ¦¦ Hardware | 310 ¦¦ Hardware/Anchors |  |  | 3020 ¦¦ Hardware | 015-220-00 ¦¦ O/H BRANCH CONDUITS 1-1/4"- & MC #6 - | 8000 ¦¦ Fasteners & Hangers | 7/19/2023 |  | ¦¦ I&C | ¦¦ I&C: PROCESS
| 1-5/8" D | 1-5/8" W Channel w/ Slotted Holes - Steel Pre-Galvanized 12 Gauge 10' Lengths | 120 |  | C | 1840.79 |  | 1840.79 | 338.43 |  | 338.43 | 406.12 |  | Normal | C | 18.9 |  | 22.68 |  |  | 22.68 |  | Normal | EATON B-LINE | 78101121330 | B22SH-120GLV |  | CAPITAL ELECTRIC SUPPLY |  |  | 00 ¦¦ Common Tasks | 050 ¦¦ Hardware | 310 ¦¦ Hardware/Anchors | 3010 ¦¦ Panelboards |  | 3020 ¦¦ Hardware | 015-130-00 ¦¦ RACKS, HANGERS, & SEISMIC | 8000 ¦¦ Fasteners & Hangers | 6/15/2022 |  | ¦¦ I&C | ¦¦ I&C: PROCESS
| 1/4-20 | Hex Head Nut - Plated Steel | 280 |  | C | 7.27 | 30 | 5.09 | 3.54 |  | 3.54 | 9.91 |  | Normal | C | [7 empty] | Normal | MINERALLAC COMPANY/CULLY | 08593708034 | 40125J |  | CAPITAL ELECTRIC SUPPLY |  |  | 00 ¦¦ Common Tasks | 050 ¦¦ Hardware | 310 ¦¦ Hardware/Anchors | 3010 ¦¦ Panelboards |  | 3020 ¦¦ Hardware | 015-220-00 ¦¦ O/H BRANCH CONDUITS 1-1/4"- & MC #6 - | 8000 ¦¦ Fasteners & Hangers | 7/13/2022 |  | ¦¦ I&C | ¦¦ I&C: PROCESS
| 3/8-16 | Hex Head Nut - Plated Steel | 392 |  | C | 21.16 | 48 | 11 | 6.14 |  | 6.14 | 24.07 |  | Normal | C | [7 empty] | Normal | MINERALLAC COMPANY/CULLY | 08593708036 | 40135J |  | CAPITAL ELECTRIC SUPPLY |  |  | 00 ¦¦ Common Tasks | 050 ¦¦ Hardware | 310 ¦¦ Hardware/Anchors | 3010 ¦¦ Panelboards |  | 3020 ¦¦ Hardware | 015-220-00 ¦¦ O/H BRANCH CONDUITS 1-1/4"- & MC #6 - | 8000 ¦¦ Fasteners & Hangers | 7/13/2022 |  | ¦¦ I&C | ¦¦ I&C: PROCESS
| 3/8-16 | Hex Head Nut - Stainless Steel 304 | 224 |  | C | 46.97 | 44 | 26.3 | 45.02 |  | 45.02 | 100.84 |  | Normal | C | [7 empty] | Normal | METALLICS | 63972080457 | JSN16 |  | CAPITAL ELECTRIC SUPPLY |  |  | 00 ¦¦ Common Tasks | 050 ¦¦ Hardware | 310 ¦¦ Hardware/Anchors | 3010 ¦¦ Panelboards |  | 3020 ¦¦ Hardware | 015-220-00 ¦¦ O/H BRANCH CONDUITS 1-1/4"- & MC #6 - | 8000 ¦¦ Fasteners & Hangers | 7/13/2022 |  | ¦¦ I&C | ¦¦ I&C: PROCESS
| 1/4-20 x 1/4" | Flange Clip Hammer-On w/ Threaded Rod Hanger | 140 |  | C | 255.67 |  | 255.67 | 198.15 |  | 198.15 | 277.41 |  | Normal | C | 15.75 |  | 22.05 |  |  | 22.05 |  | Normal | nVent | 78285611404 | 4TI24 |  | CAPITAL ELECTRIC SUPPLY |  |  | 00 ¦¦ Common Tasks | 050 ¦¦ Hardware | 310 ¦¦ Hardware/Anchors | 3010 ¦¦ Panelboards |  | 3020 ¦¦ Hardware | 015-220-00 ¦¦ O/H BRANCH CONDUITS 1-1/4"- & MC #6 - | 8000 ¦¦ Fasteners & Hangers | 5/29/2024 |  | ¦¦ I&C | ¦¦ I&C: PROCESS
| 3/8-16 x 1/4" | Flange Clip Hammer-On w/ Threaded Rod Hanger | 60 |  | C | 264.76 |  | 264.76 | 205.2 |  | 205.2 | 123.12 |  | Normal | C | 15.75 |  | 9.45 |  |  | 9.45 |  | Normal | nVent | 78285611406 | 6TI24 |  | CAPITAL ELECTRIC SUPPLY |  |  | 00 ¦¦ Common Tasks | 050 ¦¦ Hardware | 310 ¦¦ Hardware/Anchors | 3010 ¦¦ Panelboards |  | 3020 ¦¦ Hardware | 015-220-00 ¦¦ O/H BRANCH CONDUITS 1-1/4"- & MC #6 - | 8000 ¦¦ Fasteners & Hangers | 5/29/2024 |  | ¦¦ I&C | ¦¦ I&C: PROCESS
| 1/4-20 | Threaded Rod - Plated Steel 10' Lengths | 420 |  | C | 232.6 | 39 | 141.89 | 160.78 |  | 160.78 | 675.28 |  | Halted | C | 10 |  | 42 |  |  | 42 |  | Normal | STEEL CITY | 78599170375 | R-1028 |  | CAPITAL ELECTRIC SUPPLY |  |  | 00 ¦¦ Common Tasks | 050 ¦¦ Hardware | 310 ¦¦ Hardware/Anchors | 3010 ¦¦ Panelboards |  | 3020 ¦¦ Hardware | 015-130-00 ¦¦ RACKS, HANGERS, & SEISMIC | 8000 ¦¦ Fasteners & Hangers | 4/24/2024 |  | ¦¦ I&C | ¦¦ I&C: PROCESS
| 3/8-16 | Threaded Rod - Plated Steel 10' Lengths | 588 |  | C | 65.92 | 55 | 29.66 | 234.53 |  | 234.53 | 1379.04 |  | Halted | C | 10 |  | 58.8 |  |  | 58.8 |  | Normal | STEEL CITY | 78599170380 | R-1038 |  | CAPITAL ELECTRIC SUPPLY |  |  | 00 ¦¦ Common Tasks | 050 ¦¦ Hardware | 310 ¦¦ Hardware/Anchors | 3010 ¦¦ Panelboards |  | 3020 ¦¦ Hardware | 015-130-00 ¦¦ RACKS, HANGERS, & SEISMIC | 8000 ¦¦ Fasteners & Hangers | 4/24/2024 |  | ¦¦ I&C | ¦¦ I&C: PROCESS
| 3/8-16 | Threaded Rod - Stainless Steel 12' Lengths | 336 |  | C | 13289.53 |  | 13289.53 | 393.2 | 154.323 | 1000 | 3360 |  | Normal | C | 10 |  | 33.6 |  |  | 33.6 |  | Normal | STEWART FASTENER & TOOL | 66235220258 | TRC3812SS |  | Anixter |  |  | 00 ¦¦ Common Tasks | 050 ¦¦ Hardware | 310 ¦¦ Hardware/Anchors | 3010 ¦¦ Panelboards |  | 3020 ¦¦ Hardware | 015-220-00 ¦¦ O/H BRANCH CONDUITS 1-1/4"- & MC #6 - | 8000 ¦¦ Fasteners & Hangers | 8/2/2023 |  | ¦¦ I&C | ¦¦ I&C: PROCESS
| 3/8" x 1-1/2" | Fender Washer - Stainless Steel | 224 |  | C | 93.3 |  | 93.3 | 49.75 |  | 49.75 | 111.44 |  | Normal | C | [7 empty] | Normal | DOTTIE L.H. | 78100269916 | FENWS38112 |  | Average Market Price |  |  | 00 ¦¦ Common Tasks | 050 ¦¦ Hardware | 310 ¦¦ Hardware/Anchors | 3010 ¦¦ Panelboards |  | 3020 ¦¦ Hardware | 015-220-00 ¦¦ O/H BRANCH CONDUITS 1-1/4"- & MC #6 - | 8000 ¦¦ Fasteners & Hangers | 7/13/2022 |  | ¦¦ I&C | ¦¦ I&C: PROCESS
| 3/8" | Flat Washer - Plated Steel | 272 |  | C | 16.51 |  | 16.51 | 7.88 |  | 7.88 | 21.43 |  | Normal | C | [7 empty] | Normal | MINERALLAC COMPANY/CULLY | 08593708045 | 40335J |  | CAPITAL ELECTRIC SUPPLY |  |  | 00 ¦¦ Common Tasks | 050 ¦¦ Hardware | 310 ¦¦ Hardware/Anchors | 3010 ¦¦ Panelboards |  | 3020 ¦¦ Hardware | 015-130-00 ¦¦ RACKS, HANGERS, & SEISMIC | 8000 ¦¦ Fasteners & Hangers | 5/18/2022 |  | ¦¦ I&C | ¦¦ I&C: PROCESS
| 3/8" | Lock Washer - Plated Steel | 272 |  | C | 2.41 |  | 2.41 | 4.41 |  | 4.41 | 12 |  | Normal | C | [7 empty] | Normal | MINERALLAC COMPANY/CULLY | 08593708053 | 40535J |  | CAPITAL ELECTRIC SUPPLY |  |  | 00 ¦¦ Common Tasks | 050 ¦¦ Hardware | 310 ¦¦ Hardware/Anchors | 3010 ¦¦ Panelboards |  | 3020 ¦¦ Hardware | 015-130-00 ¦¦ RACKS, HANGERS, & SEISMIC | 8000 ¦¦ Fasteners & Hangers | 2/1/2016 |  | ¦¦ I&C | ¦¦ I&C: PROCESS
| 3/8" | Lock Washer - Stainless Steel 304 | 224 |  | C | 25.79 | 32 | 17.54 | 39.65 |  | 39.65 | 88.82 |  | Normal | C | [7 empty] | Normal | MINERALLAC COMPANY/CULLY | 08593708193 | 70535J |  | CAPITAL ELECTRIC SUPPLY |  |  | 00 ¦¦ Common Tasks | 050 ¦¦ Hardware | 310 ¦¦ Hardware/Anchors | 3010 ¦¦ Panelboards |  | 3020 ¦¦ Hardware | 015-220-00 ¦¦ O/H BRANCH CONDUITS 1-1/4"- & MC #6 - | 8000 ¦¦ Fasteners & Hangers | 7/13/2022 |  | ¦¦ I&C | ¦¦ I&C: PROCESS
--Cost Code 3 (Review): 320 ¦¦ Conduit Seal/Flash | [11 empty] | 2357.84 | 0.92 |  |  |  |  | 38.066 |  | 0 | 38.066 | 0.972
| 3/4" | Sealing Compound Labor | 4 |  | E | [8 empty] | No Cost | E | 0.347 |  | 1.388 |  |  | 1.388 |  | Normal | Generic | [6 empty] | 10 ¦¦ Roughing-In | 110 ¦¦ Conduits / Fittings / Boxes | 320 ¦¦ Conduit Seal/Flash | 1010 ¦¦ Conduit EMT 1" & Below |  | 3030 ¦¦ Raceways & Fittings | 015-220-00 ¦¦ O/H BRANCH CONDUITS 1-1/4"- & MC #6 - | 1000 ¦¦ Conduit & Fittings | 12/31/1899 |  | ¦¦ I&C | ¦¦ I&C: PROCESS
| 1-1/4" | Sealing Compound Labor | 4 |  | E | [8 empty] | No Cost | E | 0.504 |  | 2.016 |  |  | 2.016 |  | Normal | Generic | [6 empty] | 10 ¦¦ Roughing-In | 110 ¦¦ Conduits / Fittings / Boxes | 320 ¦¦ Conduit Seal/Flash | 1510 ¦¦ Conduit EMT 1-1/4" TO 2" |  | 3030 ¦¦ Raceways & Fittings | 015-220-00 ¦¦ O/H BRANCH CONDUITS 1-1/4"- & MC #6 - | 1000 ¦¦ Conduit & Fittings | 12/31/1899 |  | ¦¦ I&C | ¦¦ I&C: PROCESS
| 2" | Sealing Compound Labor | 2 |  | E | [8 empty] | No Cost | E | 0.63 |  | 1.26 |  |  | 1.26 |  | Normal | Generic | [6 empty] | 10 ¦¦ Roughing-In | 110 ¦¦ Conduits / Fittings / Boxes | 320 ¦¦ Conduit Seal/Flash | 1510 ¦¦ Conduit EMT 1-1/4" TO 2" |  | 3030 ¦¦ Raceways & Fittings | 015-140-00 ¦¦ O/H FEEDER CONDUITS 1-1/2 + & MC #4 + | 1000 ¦¦ Conduit & Fittings | 12/31/1899 |  | ¦¦ I&C | ¦¦ I&C: PROCESS
| 3" | Sealing Compound Labor | 2 |  | E | [8 empty] | No Cost | E | 0.714 |  | 1.428 |  |  | 1.428 |  | Normal | Generic | [6 empty] | 10 ¦¦ Roughing-In | 110 ¦¦ Conduits / Fittings / Boxes | 320 ¦¦ Conduit Seal/Flash | 1710 ¦¦ Conduit EMT 2 1/2" & UP |  | 3030 ¦¦ Raceways & Fittings | 015-140-00 ¦¦ O/H FEEDER CONDUITS 1-1/2 + & MC #4 + | 1000 ¦¦ Conduit & Fittings | 12/31/1899 |  | ¦¦ I&C | ¦¦ I&C: PROCESS
|  | Mineral Wool Sealing Fiber - 2-Oz Pkg | 3.175 |  | E | 28.97 |  | 28.97 | 13.36 |  | 13.36 | 42.42 |  | Normal | E | [7 empty] | No Labor | EATON CROUSE-HINDS | 78227417110 | CHICO-X4 |  | CAPITAL ELECTRIC SUPPLY |  |  | 10 ¦¦ Roughing-In | 110 ¦¦ Conduits / Fittings / Boxes | 320 ¦¦ Conduit Seal/Flash |  |  | 3030 ¦¦ Raceways & Fittings | 310-000-00 ¦¦ CONSUMABLES & TOOLS | 1000 ¦¦ Conduit & Fittings | 5/18/2022 |  | ¦¦ I&C | ¦¦ I&C: PROCESS
|  | Chico A39 PX - 11 Cu. Inches | 0.8 |  | E | 135.93 |  | 135.93 | 62.69 |  | 62.69 | 50.15 |  | Normal | E | [7 empty] | No Labor | EATON CROUSE-HINDS | 78227419620 | CHICO-A39-PX |  | CAPITAL ELECTRIC SUPPLY |  |  | 10 ¦¦ Roughing-In | 110 ¦¦ Conduits / Fittings / Boxes | 320 ¦¦ Conduit Seal/Flash |  |  | 3030 ¦¦ Raceways & Fittings | 310-000-00 ¦¦ CONSUMABLES & TOOLS | 1000 ¦¦ Conduit & Fittings | 5/18/2022 |  | ¦¦ I&C | ¦¦ I&C: PROCESS
|  | Sealing Compound - 1-Lb Pkg | 4 |  | E | 21.99 |  | 21.99 | 10.14 |  | 10.14 | 40.56 |  | Normal | E | [7 empty] | No Labor | EATON CROUSE-HINDS | 78227417040 | CHICO-A3 |  | CAPITAL ELECTRIC SUPPLY |  |  | 10 ¦¦ Roughing-In | 110 ¦¦ Conduits / Fittings / Boxes | 320 ¦¦ Conduit Seal/Flash |  |  | 3030 ¦¦ Raceways & Fittings | 310-000-00 ¦¦ CONSUMABLES & TOOLS | 1000 ¦¦ Conduit & Fittings | 5/18/2022 |  | ¦¦ I&C | ¦¦ I&C: PROCESS
|  | SpeedSeal - 2 - Oz Pkg | 4 |  | E | 44.12 |  | 44.12 | 62.39 |  | 62.39 | 249.56 |  | Normal | E | [7 empty] | No Labor | EATON CROUSE-HINDS | 78227422310 | CHICO-SS2 |  | CAPITAL ELECTRIC SUPPLY |  |  | 10 ¦¦ Roughing-In | 110 ¦¦ Conduits / Fittings / Boxes | 320 ¦¦ Conduit Seal/Flash |  |  | 3030 ¦¦ Raceways & Fittings | 310-000-00 ¦¦ CONSUMABLES & TOOLS | 1000 ¦¦ Conduit & Fittings | 5/18/2022 |  | ¦¦ I&C | ¦¦ I&C: PROCESS
|  | SpeedSeal - 6 - Oz Pkg | 4 |  | E | 90.27 |  | 90.27 | 127.66 |  | 127.66 | 510.64 |  | Normal | E | [7 empty] | No Labor | EATON CROUSE-HINDS | 78227422311 | CHICO-SS6 |  | CAPITAL ELECTRIC SUPPLY |  |  | 10 ¦¦ Roughing-In | 110 ¦¦ Conduits / Fittings / Boxes | 320 ¦¦ Conduit Seal/Flash |  |  | 3030 ¦¦ Raceways & Fittings | 310-000-00 ¦¦ CONSUMABLES & TOOLS | 1000 ¦¦ Conduit & Fittings | 5/18/2022 |  | ¦¦ I&C | ¦¦ I&C: PROCESS
| 3/4C & 1-1/4 SLV/FIRE | Sleeve & Firerate | 1 |  | E | 2.34 |  | 2.34 |  |  | 2.34 | 2.34 |  | Normal | E | 1.181 |  | 1.181 |  |  | 1.181 |  | Normal | Generic | [6 empty] | 00 ¦¦ Common Tasks | 910 ¦¦ Firestopping | 320 ¦¦ Conduit Seal/Flash | 1510 ¦¦ Conduit EMT 1-1/4" TO 2" |  | 3010 ¦¦ Misc | 015-140-00 ¦¦ O/H FEEDER CONDUITS 1-1/2 + & MC #4 + | 8000 ¦¦ Fasteners & Hangers | 1/2/2017 |  | ¦¦ I&C | ¦¦ I&C: PROCESS
|  | Intumescent Firestop Putty 36 Cu. In. Tube | 0.5 |  | E | 41.71 |  | 41.71 | 36.75 |  | 36.75 | 18.38 |  | Normal | E | 1.576 |  | 0.788 |  |  | 0.788 |  | Normal | STI SPECIFIED TECHNOLOGIES | 73057302100 | SSP100 |  | Average Market Price |  |  | 10 ¦¦ Roughing-In | 910 ¦¦ Firestopping | 320 ¦¦ Conduit Seal/Flash | 1510 ¦¦ Conduit EMT 1-1/4" TO 2" |  | 3010 ¦¦ Misc | 015-140-00 ¦¦ O/H FEEDER CONDUITS 1-1/2 + & MC #4 + | 8000 ¦¦ Fasteners & Hangers | 7/20/2022 |  | ¦¦ I&C | ¦¦ I&C: PROCESS
| 1" | Firestop Sleeve (New Work) | 7 |  | E | 39.73 |  | 39.73 | 37.74 |  | 37.74 | 264.18 |  | Normal | E | 0.63 |  | 4.41 |  |  | 4.41 |  | Normal | STI SPECIFIED TECHNOLOGIES | 73057320100 | FS100 |  | Average Market Price |  |  | 10 ¦¦ Roughing-In | 910 ¦¦ Firestopping | 320 ¦¦ Conduit Seal/Flash | 1510 ¦¦ Conduit EMT 1-1/4" TO 2" |  | 3010 ¦¦ Misc | 015-140-00 ¦¦ O/H FEEDER CONDUITS 1-1/2 + & MC #4 + | 8000 ¦¦ Fasteners & Hangers | 7/20/2022 |  | ¦¦ I&C | ¦¦ I&C: PROCESS
| 2" | Firestop Sleeve (New Work) | 3 |  | E | 52.41 |  | 52.41 | 49.79 |  | 49.79 | 149.37 |  | Normal | E | 0.945 |  | 2.835 |  |  | 2.835 |  | Normal | STI SPECIFIED TECHNOLOGIES | 73057320200 | FS200 |  | Average Market Price |  |  | 10 ¦¦ Roughing-In | 910 ¦¦ Firestopping | 320 ¦¦ Conduit Seal/Flash | 1510 ¦¦ Conduit EMT 1-1/4" TO 2" |  | 3010 ¦¦ Misc | 015-140-00 ¦¦ O/H FEEDER CONDUITS 1-1/2 + & MC #4 + | 8000 ¦¦ Fasteners & Hangers | 7/20/2022 |  | ¦¦ I&C | ¦¦ I&C: PROCESS
| 4" | Firestop Sleeve (New Work) | 9 |  | E | 114.91 |  | 114.91 | 109.16 |  | 109.16 | 982.44 |  | Normal | E | 1.418 |  | 12.762 |  |  | 12.762 |  | Normal | STI SPECIFIED TECHNOLOGIES | 73057320400 | FS400 |  | Average Market Price |  |  | 10 ¦¦ Roughing-In | 910 ¦¦ Firestopping | 320 ¦¦ Conduit Seal/Flash | 1710 ¦¦ Conduit EMT 2 1/2" & UP |  | 3010 ¦¦ Misc | 015-140-00 ¦¦ O/H FEEDER CONDUITS 1-1/2 + & MC #4 + | 8000 ¦¦ Fasteners & Hangers | 7/20/2022 |  | ¦¦ I&C | ¦¦ I&C: PROCESS
|  | Intumescent Firestop Sealant Premium 10.1 oz Tube | 3.174 |  | E | 18.36 |  | 18.36 | 15.06 |  | 15.06 | 47.8 |  | Normal | E | 3.15 |  | 9.998 |  |  | 9.998 |  | Normal | STI SPECIFIED TECHNOLOGIES | 73057301100 | SSS100 |  | Average Market Price |  |  | 10 ¦¦ Roughing-In | 910 ¦¦ Firestopping | 320 ¦¦ Conduit Seal/Flash | 1510 ¦¦ Conduit EMT 1-1/4" TO 2" |  | 3010 ¦¦ Misc | 015-140-00 ¦¦ O/H FEEDER CONDUITS 1-1/2 + & MC #4 + | 8000 ¦¦ Fasteners & Hangers | 7/20/2022 |  | ¦¦ I&C | ¦¦ I&C: PROCESS
--Cost Code 3 (Review): 330 ¦¦ Cables/Cords | [11 empty] | 27933.81 | 10.93 |  |  |  |  | 1052.098 |  | 0 | 1052.098 | 26.868
| CMP #18/3C | BELDEN 28331A | 8349 |  | M | 1000 |  | 1000 | 259.4 | 92.753 | 500 | 4174.5 |  | Normal | M | 22.05 |  | 184.095 |  |  | 184.095 |  | Normal | CAROL CABLE | 07940783137 | E2203S.30.86 |  | Average Market Price |  |  | 20 ¦¦ Wire & Cable Pulling | 220 ¦¦ Life Safety / Communications / Control Cables | 330 ¦¦ Cables/Cords | 2030 ¦¦ Wire #8 & Below - Multi |  | 2010 ¦¦ Wires / Cables / Cords | 020-220-00 ¦¦ BRANCH WIRE #6 - | 2000 ¦¦ Wire & Cable | 10/20/2021 |  | ¦¦ I&C | ¦¦ I&C: PROCESS
| CMP #18/5C | BELDEN 28331A | 23639 |  | M | 2000 |  | 2000 |  | -62.5 | 750 | 17729.25 |  | Quoted | M | 25.2 |  | 595.703 |  |  | 595.703 |  | Normal | General Cable | [6 empty] | 20 ¦¦ Wire & Cable Pulling | 220 ¦¦ Life Safety / Communications / Control Cables | 330 ¦¦ Cables/Cords | 2030 ¦¦ Wire #8 & Below - Multi |  | 2010 ¦¦ Wires / Cables / Cords | 020-220-00 ¦¦ BRANCH WIRE #6 - | 2000 ¦¦ Wire & Cable | 7/9/2024 |  | ¦¦ I&C | ¦¦ I&C: PROCESS
| CMP #18-1 Pair | BELDEN 1032A | 12045 |  | M | 1000 |  | 1000 |  | -50 | 500 | 6022.5 |  | Quoted | E | 0.022 |  | 264.99 |  |  | 264.99 |  | Normal | Generic | [6 empty] | 20 ¦¦ Wire & Cable Pulling | 220 ¦¦ Life Safety / Communications / Control Cables | 330 ¦¦ Cables/Cords | 2030 ¦¦ Wire #8 & Below - Multi |  | 2010 ¦¦ Wires / Cables / Cords | 020-220-00 ¦¦ BRANCH WIRE #6 - | 2000 ¦¦ Wire & Cable | 7/9/2024 |  | ¦¦ I&C | ¦¦ I&C: PROCESS
|  | 1/8" Polytwine | 1547 |  | M | 6.2 |  | 6.2 | 4.89 |  | 4.89 | 7.56 |  | Normal | M | 4.725 |  | 7.31 |  |  | 7.31 |  | Normal | IDEAL INDUSTRIES | 78325031340 | 31-340 |  | CAPITAL ELECTRIC SUPPLY |  |  | 20 ¦¦ Wire & Cable Pulling | 290 ¦¦ Miscellaneous Wire & Cable Pulling | 330 ¦¦ Cables/Cords | 1720 ¦¦ Conduit UG PVC 2 1/2" & UP |  | 2010 ¦¦ Wires / Cables / Cords | 015-140-00 ¦¦ O/H FEEDER CONDUITS 1-1/2 + & MC #4 + | 4000 ¦¦ Wire & Cable Accessories | 8/25/2016 |  | ¦¦ I&C | ¦¦ I&C: PROCESS
--Cost Code 3 (Review): 340 ¦¦ Branch Wire #14 #12 #10 | [11 empty] | 48.56 | 0.02 |  |  |  |  | 2.807 |  | 0 | 2.807 | 0.072
| #12 Black | Wire THHN / T90 - Copper | 220 |  | M | 131.92 |  | 131.92 |  |  | 131.92 | 29.02 |  | Normal | M | 8.505 |  | 1.871 |  |  | 1.871 |  | Normal | Generic | 98010522900 | THHN-12-STR-BLK-500S |  |  |  |  | 20 ¦¦ Wire & Cable Pulling | 210 ¦¦ Building Wire | 340 ¦¦ Branch Wire #14 #12 #10 | 2005 ¦¦ Wire #8 & Below - Single |  | 2010 ¦¦ Wires / Cables / Cords | 020-220-00 ¦¦ BRANCH WIRE #6 - | 2000 ¦¦ Wire & Cable | 1/22/2021 |  | ¦¦ I&C | ¦¦ I&C: PROCESS
| #12 Green | Wire THHN / T90 - Copper | 110 |  | M | 2020.78 |  | 2020.78 | 177.62 |  | 177.62 | 19.54 |  | Normal | M | 8.505 |  | 0.936 |  |  | 0.936 |  | Normal | COPPER BUILDING WIRE | 98010022940 | THHN-12-GRN-19STR-CU-500S/R |  | CAPITAL ELECTRIC SUPPLY |  |  | 20 ¦¦ Wire & Cable Pulling | 210 ¦¦ Building Wire | 340 ¦¦ Branch Wire #14 #12 #10 | 2005 ¦¦ Wire #8 & Below - Single |  | 2010 ¦¦ Wires / Cables / Cords | 020-220-00 ¦¦ BRANCH WIRE #6 - | 2000 ¦¦ Wire & Cable | 6/5/2024 |  | ¦¦ I&C | ¦¦ I&C: PROCESS
--Cost Code 3 (Review): 370 ¦¦ Lugs/Terminations | [11 empty] | 0.18 | 0 |  |  |  |  | 114.181 |  | 0 | 114.181 | 2.916
| #18 | Control Termination Per Wire to 600V | 1036 |  | E | [8 empty] | No Cost | E | 0.11 |  | 113.96 |  |  | 113.96 |  | Normal | Generic | [6 empty] | 30 ¦¦ Electrical Equipment | 390 ¦¦ Terminations | 370 ¦¦ Lugs/Terminations | 2050 ¦¦ Wire Terms #8 & Below |  | 1040 ¦¦ Gear / Switchgear / Switchboards / MCC's / Panels | 020-220-00 ¦¦ BRANCH WIRE #6 - | 11000 ¦¦ Motor & Equipment Terminations | 12/31/1899 |  | ¦¦ I&C | ¦¦ I&C: PROCESS
| #22 to #12 | Wire Connector Performance Plus (Connector/skirt) | 2 |  | M | 60 |  | 60 | 88 |  | 88 | 0.18 |  | Normal | C | 11.025 |  | 0.221 |  |  | 0.221 |  | Normal | 3M | 05400743153 | O/B+JUG |  | CAPITAL ELECTRIC SUPPLY |  |  | 30 ¦¦ Electrical Equipment | 390 ¦¦ Terminations | 370 ¦¦ Lugs/Terminations | 2050 ¦¦ Wire Terms #8 & Below |  | 2010 ¦¦ Wires / Cables / Cords | 020-220-00 ¦¦ BRANCH WIRE #6 - | 4000 ¦¦ Wire & Cable Accessories | 12/30/2022 |  | ¦¦ I&C | ¦¦ I&C: PROCESS
--Cost Code 3 (Review): 540 ¦¦ Drill/Cut/Core | [11 empty] | 937.5 | 0.37 |  |  |  |  | 30.423 |  | 0 | 30.423 | 0.777
| 1" | Core Drill (Floor) | 2 |  | E | 32 |  | 32 |  |  | 32 | 64 |  | Normal | E | 1.029 |  | 2.058 |  |  | 2.058 |  | Normal | Generic | [6 empty] | 00 ¦¦ Common Tasks | 040 ¦¦ Cutting / Coring | 540 ¦¦ Drill/Cut/Core | 6535 ¦¦ Concrete |  | 1000 ¦¦ Manholes/ Handholes/ Pole bases/ Civil | 015-010-00 ¦¦ CORE DRILLING | 15000 ¦¦ Poles & Trenching | 3/22/2016 |  | ¦¦ I&C | ¦¦ I&C: PROCESS
| 2" | Core Drill (Floor) | 2 |  | E | 36 |  | 36 |  |  | 36 | 72 |  | Normal | E | 1.187 |  | 2.374 |  |  | 2.374 |  | Normal | Generic | [6 empty] | 00 ¦¦ Common Tasks | 040 ¦¦ Cutting / Coring | 540 ¦¦ Drill/Cut/Core | 6535 ¦¦ Concrete |  | 1000 ¦¦ Manholes/ Handholes/ Pole bases/ Civil | 015-010-00 ¦¦ CORE DRILLING | 15000 ¦¦ Poles & Trenching | 8/26/2015 |  | ¦¦ I&C | ¦¦ I&C: PROCESS
| 4" | Core Drill (Floor) | 1 |  | E | 50 |  | 50 |  |  | 50 | 50 |  | Normal | E | 1.575 |  | 1.575 |  |  | 1.575 |  | Normal | Generic | [6 empty] | 00 ¦¦ Common Tasks | 040 ¦¦ Cutting / Coring | 540 ¦¦ Drill/Cut/Core | 6535 ¦¦ Concrete |  | 1000 ¦¦ Manholes/ Handholes/ Pole bases/ Civil | 015-010-00 ¦¦ CORE DRILLING | 15000 ¦¦ Poles & Trenching | 3/22/2016 |  | ¦¦ I&C | ¦¦ I&C: PROCESS
| 1" | Core Drill (Wall) | 8 |  | E | 31.5 |  | 31.5 |  |  | 31.5 | 252 |  | Normal | E | 1.029 |  | 8.232 |  |  | 8.232 |  | Normal | Generic | [6 empty] | 00 ¦¦ Common Tasks | 040 ¦¦ Cutting / Coring | 540 ¦¦ Drill/Cut/Core | 6535 ¦¦ Concrete |  | 1000 ¦¦ Manholes/ Handholes/ Pole bases/ Civil | 015-010-00 ¦¦ CORE DRILLING | 15000 ¦¦ Poles & Trenching | 8/26/2015 |  | ¦¦ I&C | ¦¦ I&C: PROCESS
| 2" | Core Drill (Wall) | 7 |  | E | 36 |  | 36 |  |  | 36 | 252 |  | Normal | E | 1.187 |  | 8.309 |  |  | 8.309 |  | Normal | Generic | [6 empty] | 00 ¦¦ Common Tasks | 040 ¦¦ Cutting / Coring | 540 ¦¦ Drill/Cut/Core | 6535 ¦¦ Concrete |  | 1000 ¦¦ Manholes/ Handholes/ Pole bases/ Civil | 015-010-00 ¦¦ CORE DRILLING | 15000 ¦¦ Poles & Trenching | 8/26/2015 |  | ¦¦ I&C | ¦¦ I&C: PROCESS
| 4" | Core Drill (Wall) | 5 |  | E | 49.5 |  | 49.5 |  |  | 49.5 | 247.5 |  | Normal | E | 1.575 |  | 7.875 |  |  | 7.875 |  | Normal | Generic | [6 empty] | 00 ¦¦ Common Tasks | 040 ¦¦ Cutting / Coring | 540 ¦¦ Drill/Cut/Core | 6535 ¦¦ Concrete |  | 1000 ¦¦ Manholes/ Handholes/ Pole bases/ Civil | 015-010-00 ¦¦ CORE DRILLING | 15000 ¦¦ Poles & Trenching | 8/26/2015 |  | ¦¦ I&C | ¦¦ I&C: PROCESS
--Cost Code 3 (Review): 570 ¦¦ Communication Cables | [11 empty] | 5234 | 2.05 |  |  |  |  | 44.1 |  | 0 | 44.1 | 1.126
|  | DEVICE CABLE 1485R-P10R5-F5 | 22 |  | E | 151 | 0 | 151 |  |  | 151 | 3322 |  | Normal | E | 1.05 |  | 23.1 |  |  | 23.1 |  | Normal | Generic | [8 empty] | 570 ¦¦ Communication Cables | [5 empty] | 7/11/2024 |  | ¦¦ I&C | ¦¦ I&C: PROCESS
|  | TRUNK CABLE | 4 |  | E | 348 | 0 | 348 |  |  | 348 | 1392 |  | Normal | E | 4.2 |  | 16.8 |  |  | 16.8 |  | Normal | Generic | [8 empty] | 570 ¦¦ Communication Cables | [5 empty] | 7/11/2024 |  | ¦¦ I&C | ¦¦ I&C: PROCESS
|  | ETHERNET 1585J-M8HBJM-10 | 4 |  | E | 130 | 0 | 130 |  |  | 130 | 520 |  | Normal | E | 1.05 |  | 4.2 |  |  | 4.2 |  | Normal | Generic | [8 empty] | 570 ¦¦ Communication Cables | [5 empty] | 7/12/2024 |  | ¦¦ I&C | ¦¦ I&C: PROCESS
--Cost Code 3 (Review): 620 ¦¦ Controls | [11 empty] | 162 | 0.06 |  |  |  |  | 0.789 |  | 0 | 0.789 | 0.02
|  | TERM 1485A-TIM5 | 3 |  | E | 54 | 0 | 54 |  |  | 54 | 162 |  | Normal | E | 0.263 |  | 0.789 |  |  | 0.789 |  | Normal | Generic | [8 empty] | 620 ¦¦ Controls | [5 empty] | 7/11/2024 |  | ¦¦ I&C | ¦¦ I&C: PROCESS
--Cost Code 3 (Review): 621 ¦¦ Control Devices | [11 empty] | 2000 | 0.78 |  |  |  |  | 8.4 |  | 0 | 8.4 | 0.215
|  | 6-PORT 1485P-P6R5-MN5 | 4 |  | E | 500 | 0 | 500 |  |  | 500 | 2000 |  | Normal | E | 2.1 |  | 8.4 |  |  | 8.4 |  | Normal | Generic | [8 empty] | 621 ¦¦ Control Devices | [5 empty] | 7/11/2024 |  | ¦¦ I&C | ¦¦ I&C: PROCESS
--Cost Code 3 (Review): 008 ¦¦ Field Mounted Instruments | [11 empty] | 0 | 0 |  |  |  |  | 0 |  | 0 | 0 | 0
|  | INSTRUMENT - COUNT ONLY | 183 |  | E |  | 0 | [6 empty] | Normal | E | [7 empty] | Normal | Generic | [8 empty] | 008 ¦¦ Field Mounted Instruments | [5 empty] | 7/16/2024 |  | ¦¦ I&C | ¦¦ I&C: PROCESS
--Cost Code 3 (Review): 035 ¦¦ I&C Testing | [11 empty] | 0 | 0 |  |  |  |  | 192.15 |  | 0 | 192.15 | 4.907
|  | CONT/LOOP CHECK | 183 |  | E |  | 0 | [6 empty] | Normal | E | 1.05 |  | 192.15 |  |  | 192.15 |  | Normal | Generic | [8 empty] | 035 ¦¦ I&C Testing | [5 empty] | 7/9/2024 |  | ¦¦ I&C | ¦¦ I&C: PROCESS
-Takeoff Task: ¦¦ I&C: CONTROL PANELS | [11 empty] | 2089.76 | 0.81 |  |  |  |  | 95.472 |  | 0 | 95.472 | 2.38
--Cost Code 3 (Review): 310 ¦¦ Hardware/Anchors | [11 empty] | 1689.76 | 80.86 |  |  |  |  | 28.272 |  | 0 | 28.272 | 29.613
| 24" | Trapeze Channel | 16 |  | E | 78.41 |  | 78.41 |  |  | 78.41 | 1254.56 |  | Normal | E | 1 |  | 16 |  |  | 16 |  | Normal | Calpipe Industries Inc. | 84765601117 | S4FG24STTR |  |  |  |  | 10 ¦¦ Roughing-In | 050 ¦¦ Hardware | 310 ¦¦ Hardware/Anchors | 3010 ¦¦ Panelboards |  | 3020 ¦¦ Hardware | 015-130-00 ¦¦ RACKS, HANGERS, & SEISMIC | 8000 ¦¦ Fasteners & Hangers | 1/31/2018 |  | ¦¦ I&C | ¦¦ I&C: CONTROL PANELS
|  | FAB-LOK RIVET 300 Stainless Series .25 to .5 Range | 32 |  | E | 8.47 |  | 8.47 | 7.52 |  | 7.52 | 240.64 |  | Normal | C | 28.35 |  | 9.072 |  |  | 9.072 |  | Normal | ROBROY INDUSTRIES | 78401190916 | RRHDWSFAB230 |  | Average Market Price |  |  | 10 ¦¦ Roughing-In | 050 ¦¦ Hardware | 310 ¦¦ Hardware/Anchors | 1016 ¦¦ Conduit RIGID 1" & Below |  | 3020 ¦¦ Hardware | 015-220-00 ¦¦ O/H BRANCH CONDUITS 1-1/4"- & MC #6 - | 8000 ¦¦ Fasteners & Hangers | 11/30/2021 |  | ¦¦ I&C | ¦¦ I&C: CONTROL PANELS
|  | Stainless Wall Spacer | 32 |  | E | 6.76 | 10 | 6.08 |  |  | 6.08 | 194.56 |  | Normal | E | 0.1 |  | 3.2 |  |  | 3.2 |  | No Labor | Generic | 84765601119 | S60000WS00 |  |  |  |  | 10 ¦¦ Roughing-In | 050 ¦¦ Hardware | 310 ¦¦ Hardware/Anchors | 3010 ¦¦ Panelboards |  | 3020 ¦¦ Hardware | 015-220-00 ¦¦ O/H BRANCH CONDUITS 1-1/4"- & MC #6 - | 8000 ¦¦ Fasteners & Hangers | 1/31/2018 |  | ¦¦ I&C | ¦¦ I&C: CONTROL PANELS
--Cost Code 3 (Review): 622 ¦¦ Control Panels | [11 empty] | 400 | 19.14 |  |  |  |  | 67.2 |  | 0 | 67.2 | 70.387
|  | MOUNT CABINET - MEDIUM | 4 |  | E | 100 | 0 | 100 |  |  | 100 | 400 |  | Normal | E | 16.8 |  | 67.2 |  |  | 67.2 |  | Normal | Generic | [8 empty] | 622 ¦¦ Control Panels | [5 empty] | 7/11/2024 |  | ¦¦ I&C | ¦¦ I&C: CONTROL PANELS
[12 empty] | 314995.55 | [5 empty] | 4784.388 |  |  | 4784.388